## Table Headings
Column headings in the Initial Burial Assessment Tab | Column heading descriptions | Table heading | Table heading description | Column heading | Column heading descriptions
Survey Data | Table that contains the information that is extracted from our surveys | Survey Data | Contains the information that is extracted from our surveys | Length (M) | This is the length of the survey that was carried out - Typically recorded at 50m intervals.
Feasible Maximum (formula) | This formula work out if the required burial depth can be obtained using the survey data information |  |  | R2 Reduced (M) | This is the depth to the rock on the seabed
Feasible Maximum | This table removes the formula from the previous assessment to allow the engineering practicable assessment to be carried out. |  |  | Seabed (M) | This is the depth to the top of any sediment
Engineering Practicable Assessment | This table summaries the engineering review that is carried out after the "Feasibility" assessment is carried out. This identifies what is engineering possible. |  |  | Difference (Depth of Sediment) (M) | This is the difference between the sediment and rock - i.e. what is the depth of material that burial is can utilise.
CBA Input - Burial % | This table converts the previous engineering assessment into a summary %. | Feasible Maximum (formula) | This table works out if the required burial depth can be obtained using the survey data information | Mass Flow Excavation (>1.5m) | Used to indicate that there are more than 1.5m of burial material
Environmental Assessment | "Included in error and should be removed" |  |  | Jetting (>1.5m) | Used to indicate that there are more than 1.5m of burial material
|  |  |  | Ploughing (>2.0m) | Used to indicate that there are more than 2.0m of burial material
|  | Feasible Maximum | This table removes the formula from the previous assessment to allow the engineering practicable assessment to be carried out. | Mass Flow Excavation (>1.5m) | Used to indicate that there are more than 1.5m of burial material
|  |  |  | Jetting (>1.5m) | Used to indicate that there are more than 1.5m of burial material
|  |  |  | Ploughing (>2.0m) | Used to indicate that there are more than 2m of burial material
|  | Engineering Practicable Assessment | This table summaries the engineering review that is carried out after the "Feasibility" assessment is carried out. This identifies what is engineering possible. | Mass Flow Excavation (>1.5m) | Used to ensure that burial depths and lengths are achievable
|  |  |  | Comment | Used to ensure that burial depths and lengths are achievable
|  |  |  | Jetting (>1.5m) | Used to ensure that burial depths and lengths are achievable
|  |  |  | Comment | Used to ensure that burial depths and lengths are achievable
|  |  |  | Ploughing (>2.0m) | Used to ensure that burial depths and lengths are achievable
|  |  |  | Is section length less than 500m | Used to ensure that burial depths and lengths are achievable
|  | CBA Input - Burial % | This table converts the previous engineering assessment into a summary %. | Route Section | Used for the CBA to identify which section is being considered.
|  |  |  | Length (M) | Length in meters for the CBA calculation
|  |  |  | Depth (M) | Depth in meters for the CBA calculation
|  |  |  | Mass flow excavation | Outcomes of assessment for the protection method
|  |  |  | Jetting | Outcomes of assessment for the protection method
|  |  |  | Ploughing | Outcomes of assessment for the protection method
|  | Environmental Assessment | "Included in error and should be removed"

## Control assumptions
Assumptions |  |  | Explanation
Initial burial feasibility assessment assumptions |  |  | Justification of burial feasibility assessment
Method of installation | Unfeasible depth (m)is less than | Feasible depth (m) is more than | Method of installation
Mass flow excavation | 1.5 | 1.5 | Mass flow excavation
Jetting | 1.5 | 1.5 | Jetting
Ploughing | 2 | 2 | Ploughing
Initial engineering practicability assumptions |  |  | Justification of length feasibility assessment
Method of installation | Unfeasible length (m) is less than | Feasible length (m) is more than | Method of installation
Mass flow excavation | 50 | 50 | Mass flow excavation
Jetting | 50 | 50 | Jetting
Ploughing | 500 | 500 | Ploughing
| Unfeasible length (m) is more than | Feasible length (m) is less than
Horizontal directional drill | 1500 | 1500 | Horizontal directional drill
Method of installation hierarchy
Horizontal directional drill | Horizontal directional drilling facilitates the complete removal of the of the future impact of the electricity submarine cable to other marine users within the marine environment
Mass flow excavation | Mass flow excavation is the preferred burial as it allows the required burial protection to be gained at the lowest risk to our electricity submarine cable in the marine environment.
Jetting | Jetting is a versatile burial method which allows burial to be carried out within stiffer sandy sediment marine environments and provides opportunities to work within multiple sea bed types.
Ploughing | Ploughing is a versatile burial method which allows a trench to be cut into stiff clay and hard sediment sea bed types and will provide the deepest burial cover but is limited in its application to longer tows due to set up constraints.
Rock placement / Rock bags | Rock placement or Rock bags are the preferred protection method due to their flexible application to the marine environment.
Concrete mattressing | Concrete mattressing are a good protection method but are limiting in their application due to the time for deployment and weight for installation.
Split pipe | Split pipe cable protection is suitable only for shallower cables due to the need for it to be installed by a diver post lay
Surface lay | Surface lay is the process of laying the electricity submarine cable directly on the sea bed floor.
Fishing Values
Inshore Fishing - ScotMap - Mackerel Lines - Monetary Value (£)
Inshore Fishing - ScotMap - Scallop Divers - Monetary Value (£)
Inshore Fishing - ScotMap - Scallop Towed Dredges - Monetary Value (£)
Inshore Fishing - ScotMap - Nephrops Pots - Monetary Value (£)
Inshore Fishing - ScotMap - Not Nephrops Pots - Monetary Value (£)
Inshore Fishing - ScotMap - Nephrops Trawls - Monetary Value (£)
Inshore Fishing - ScotMap - Crab and Lobster Pots - Monetary Value (£)
Inshore Fishing - ScotMap - Relative Value - (£)
Inshore Fishing - ScotMap - Monetary Value (£)
Fishing Statistics - Shellfish sales (£) - 2011-2015
Fishing Statistics - Demersal sales (£) - 2011-2015
Fishing Statistics - Pelagic sales (£) - 2011-2015

## Existing Cable Inspection
|  | Survey Data |  |  |  | CBA Input - Existing Cable
KP (km) from start of survey | Depth of Cover (m) (Assumed) | Length (M) | R2 Reduced (M) | Seabed (M) | Difference (Depth of Sediment) (M) | Route Section | Length (M) | Depth (M) | Depth of Cover (m) | Length (M) | Percent Route | HDD | Rock Bag | Jett | Mass flo | Surface | Mattressing | Split Pipe
0.1 | 0 |  | - | - | 0 | 1 | 100 | <10 |  | 100 | 2.313% | 4.63 |  | 4.63 | 4.63 | 4.63 | 4.63 | 4.63 | 4.63 | 4.63 | 4.63 | 4.63 | 4.63 | 4.63
0.3 | 0 |  | - | - | 0 | 2 | 200 | <10 |  | 200 | 4.625% |  |  | 65.31 | 70.56 | 75.16 | 80.34 | 84.97 | 90.75 | 4.63 | 4.63 | 4.63 | 80.94 | 4.63
0.724 | 0 |  | - | - | 1.5 | 3 | 424 | 10 to 40 |  | 424 | 9.806% |  |  |  | 24.84 | 20.21 |  |  |  | 86.12 | 80.34 | 60.68 | 9.81 | 86.12
0.924 | 1.5 |  | - | - | 1.5 | 4 | 200 | 10 to 40 |  | 200 | 4.625% | [5 empty] | 15.03 |  | 4.63 | 4.63 |  |  | 4.63 | 4.63
2.224 | 0 |  | - | - | 0 | 5 | 1300 | 10 to 40 |  | 1300 | 30.06% | [10 empty] | 30.06
3.524 | 1.5 |  | - | - | 1.5 | 6 | 1300 | 10 to 40 |  | 1300 | 30.06% |  |  | 30.06
3.974 | 0 |  | - | - | 0 | 7 | 450 | 10 to 40 |  | 450 | 10.41% | [6 empty] | 10.41 |  |  | 10.41
4.224 | 0 |  | - | - | 0 | 8 | 250 | <10 |  | 250 | 5.782%
4.324 | 0 |  | - | - | 0 | 9 | 100 | <10 |  | 100 | 2.313%
[7 empty] | 4324 |  |  |  |  | Baseline | 1A | 1B | 1C | 1D | 1E | 1F | 1G | 2A | 2B | 2C | 2D | 2E | 2F | 2G | 2H
9
Insert a Count total at the bottom of Column A to know how many cells should be totalled in "Total Boxes"
Boxes in this colour are formula driven and will need to be checked each time the spreadsheet is created for a new cable.

## Baseline information
Data Entry |  |  | Input
Copy from CBA Interface tab "Data Entry"
Circuit Code / NRN | 0673304 | Enter
Age of Oldest Section of Cable (Years) | 41 | Enter
Will Existing Cable Require Decommissioning? | No | Select
Will New Cable Require Decommissioning at End of Life or After Fault? | Yes | Select
No. of Users to be Connected (Total) |  | Enter
No. of Domestic Users |  | Enter
No. of SME Users |  | Enter
No. of Commercial & Industrial Users |  | Enter
Renewables to be Connected (MW) |  | Enter
Cable Life Expectancy if Not Protected (Years) | 38 | Enter
Operating Voltage (kV) | 33 | Select
Is a Back-up Supply Available? | Yes | Select
Route Length (km) | 4.324 | Check length of sections!
Planned or Unplanned | Unplanned | Select
Project Type | Existing Route - End to End Replacement | Select
Protection Type | No Protection | Select
Installation Period | Summer | Select
Combined Wave and Current Energy | Low | Select
Environment (Wave and Wind) | Wave >15kW per sq m, Wind > 800 W per sq m | Select
Proportion of Costs Passed to Distribution Bills in Year 1 (%) | 0% | Enter
Proportion of Costs Passed to Distribution Bills in Years 2-4 (%) | 0% | Enter
Proportion of Costs Passed to Distribution Bills in Years 5-6 (%) | 3% | Enter
Assessment Year | 2015 | Select
Assessment Period (Years) | 45 | Select
Price Year | 2012/13 prices | Select

## ScotMap Tables
Scotmap information can be found at:
https://marinescotland.atkinsgeospatial.com/nmpi/ | General Geographical Area
Inshore Fishing - ScotMap - Mackerel Lines - Monetary Value (£)
Inshore Fishing - ScotMap - Scallop Divers - Monetary Value (£)
Inshore Fishing - ScotMap - Scallop Towed Dredges - Monetary Value (£)
Inshore Fishing - ScotMap - Nephrops Pots - Monetary Value (£)
Inshore Fishing - ScotMap - Not Nephrops Pots - Monetary Value (£)
Inshore Fishing - ScotMap - Nephrops Trawls - Monetary Value (£)
Inshore Fishing - ScotMap - Crab and Lobster Pots - Monetary Value (£)
Inshore Fishing - ScotMap - Relative Value - (£)
Inshore Fishing - ScotMap - Monetary Value (£)
Fishing Statistics - Shellfish sales (£) - 2011-2015
Fishing Statistics - Demersal sales (£) - 2011-2015
Fishing Statistics - Pelagic sales (£) - 2011-2015

## ScotMap Values
NB: Maps are based on detailed analysis of the highlighted squares.
| Input Required | Input Required |  |  | Input Required
ScotMap Tables | Low Value (£/year) | High Value (£/year) | Average Value (£/year) | Upper Value (£/year) | Quantity Layer 1 | Central Scenario (£/year) | High Value Scenario (£/year)
Inshore Fishing - ScotMap - Mackerel Lines - Monetary Value (£) | 0 | 0 | 0 | 0 | 0 | 0 | 0
Inshore Fishing - ScotMap - Scallop Divers - Monetary Value (£) | 3653 | 9503 | 6578 | 9503 | 8 | 52624 | 76024
Inshore Fishing - ScotMap - Scallop Towed Dredges - Monetary Value (£) | 0 | 0 | 0 | 0 | 0 | 0 | 0
Inshore Fishing - ScotMap - Nephrops Pots - Monetary Value (£) | 0 | 0 | 0 | 0 | 0 | 0 | 0
Inshore Fishing - ScotMap - Not Nephrops Pots - Monetary Value (£) | 0 | 0 | 0 | 0 | 0 | 0 | 0
Inshore Fishing - ScotMap - Nephrops Trawls - Monetary Value (£) | 0 | 0 | 0 | 0 | 0 | 0 | 0
Inshore Fishing - ScotMap - Crab and Lobster Pots - Monetary Value (£) | 5309 | 7486 | 6397.5 | 7486 | 8 | 51180 | 59888
Inshore Fishing - ScotMap - Relative Value - (£) | 14 | 33 | 23.5 | 33 | 8 | 188 | 264
Inshore Fishing - ScotMap - Monetary Value (£) | 8842 | 56361 | 32601.5 | 56361 | 8 | 260812 | 450888
Total annual value of fishery across cable route | [5 empty] | 364804 | 587064
NB: Maps are based on a 50km2 Square
| Input Required | Input Required |  |  | Input Required
ScotMap Tables | Low Value (£/year) | High Value (£/year) | Average Value (£/Year) | Upper Value (£/year) | Quantity Layer 1 | Central Scenario (£/year) | High Value Scenario (£/year)
Fishing Statistics - Shellfish sales (£) - 2011-2015 | 2000000 | 5000000 | 3500000 | 5000000 | 1 | 3500000 | 5000000
Fishing Statistics - Demersal sales (£) - 2011-2015 | 500000 | 2000000 | 1250000 | 2000000 | 1 | 1250000 | 2000000
Fishing Statistics - Pelagic sales (£) - 2011-2015 | 10000000 | 15000000 | 12500000 | 15000000 | 1 | 12500000 | 15000000
Total annual value of fishery across cable route | [5 empty] | 17250000 | 22000000
Input required from ScotMap Tables |  |  |  | Total Fishing Value |  | 17614804
|  |  |  | Number of Section in CBA Model |  | 9 | Input Required
|  |  |  | Value per Section of CBA |  | 1957200.4444

## CBA_Scenarios
|  | Proposed install length(km) |  | 4.324 |  |  |  | (Shore End only) | [10 empty] | ✔ / ✖ |  | ✔ / ✖ |  | ✔ / ✖
|  | Criteria 1 - Burial | Burial % | Length (km) | Criteria 2 - Protection | Protection % | Length (km) | Criteria 3 - Protection | HDD % | Length (km) | Criteria 4 - Surface Lay | Surface Lay % | Length (km) | Criteria 5 - Sensitivity | Option | Total Societal Value | Net change (£) | Net Change (%) | Pass | Comment | Pass | Comment | Pass | Comment
| Baseline | No Burial | 0 |  |  |  | 0 | Split pipe both shore ends | 4.63% | 0.2002 | _Surfacelay | 95.37% | 4.1238 |  |  | -10059116.1642 | 0
Phase 1 | Option 1A |  |  | 0 |  |  | 0 |  |  | 0 | _Surfacelay | 100% | 4.324 |  |  | -7653277.7055 | 2405838.4587 | -23.92%
| Option 1B | Jetting | 30.06% | 1.2998 |  |  | 0 | Split pipe both shore ends | 4.63% | 0.2002 | _Surfacelay | 65.31% | 2.824 |  |  | -10124787.2527 | -65671.0885 | 0.6529%
| Option 1C | Jetting | 24.84% | 1.0741 |  |  | 0 | Split pipe both shore ends | 4.63% | 0.2002 | _Surfacelay | 70.53% | 3.0497 |  |  | -10202602.7945 | -143486.6303 | 1.426%
| Option 1D | Jetting | 20.21% | 0.87388 |  |  | 0 | Split pipe both shore ends | 4.63% | 0.2002 | _Surfacelay | 75.16% | 3.2499 |  |  | -10157766.5604 | -98650.3962 | 0.9807%
| Option 1E | Jetting | 15.03% | 0.6499 |  |  | 0 | Split pipe both shore ends | 4.63% | 0.2002 | _Surfacelay | 80.34% | 3.4739 |  |  | -10153523.8264 | -94407.6622 | 0.9385%
| Option 1F | Jetting | 10.41% | 0.45013 |  |  | 0 | Split pipe both shore ends | 4.63% | 0.2002 | _Surfacelay | 84.96% | 3.6737 |  |  | -10108687.5924 | -49571.4282 | 0.4928%
| Option 1G | Jetting | 4.63% | 0.2002 |  |  | 0 | Split pipe both shore ends | 4.63% | 0.2002 | _Surfacelay | 90.74% | 3.9236 |  |  | -10103952.3982 | -44836.234 | 0.4457%
| Option 1H |  |  | 0 |  |  | 0 |  |  | 0 | _Surfacelay | 100% | 4.324 |  |  | 0 | 10059116.1642 | -100%
| Option 1I |  |  | 0 |  |  | 0 |  |  | 0 | _Surfacelay | 100% | 4.324 |  |  | 0 | 10059116.1642 | -100%
| Option 1J |  |  | 0 |  |  | 0 |  |  | 0 | _Surfacelay | 100% | 4.324 |  |  | 0 | 10059116.1642 | -100%
Phase 2 | Option 2A | Jetting | 4.63% | 0.2002 | Rock Bagging | 4.63% | 0.2002 | Split pipe both shore ends | 4.63% | 0.2002 | _Surfacelay | 86.11% | 3.7234 |  |  | -11140821.3373 | -1081705.1731 | 10.75%
| Option 2B | Jetting | 10.41% | 0.45013 | Rock Bagging | 4.63% | 0.2002 | Split pipe both shore ends | 4.63% | 0.2002 | _Surfacelay | 80.33% | 3.4735 |  |  | -11145556.5315 | -1086440.3673 | 10.8%
| Option 2C | Jetting | 30.06% | 1.2998 | Rock Bagging | 4.63% | 0.2002 | Split pipe both shore ends | 4.63% | 0.2002 | _Surfacelay | 60.68% | 2.6238 |  |  | -11161656.1918 | -1102540.0276 | 10.96%
| Option 2D | Jetting | 4.63% | 0.2002 | Rock Bagging | 9.81% | 0.42418 | Split pipe both shore ends | 4.63% | 0.2002 | _Surfacelay | 80.93% | 3.4994 |  |  | -12178456.7538 | -2119340.5896 | 21.07%
| Option 2E |  |  | 0 |  |  | 0 |  |  | 0 |  | 100% | 4.324
| Option 2F |  |  | 0 |  |  | 0 |  |  | 0 |  | 100% | 4.324
| Option 2E | Jetting | 4.63% | 0.2002 | Mattressing | 4.63% | 0.2002 | Split pipe both shore ends | 4.63% | 0.2002 | _Surfacelay | 86.11% | 3.7234 |  |  | -12660496.562 | -2601380.3978 | 25.86%
| Option 2F |  |  | 0 |  |  | 0 |  |  | 0 | _Surfacelay | 100% | 4.324 |  |  | 0 | 10059116.1642 | -100%
| Option 2G |  |  | 0 |  |  | 0 |  |  | 0 | _Surfacelay | 100% | 4.324 |  |  | 0 | 10059116.1642 | -100%
| Option 2H |  |  | 0 |  |  | 0 |  |  | 0 | _Surfacelay | 100% | 4.324 |  |  | 0 | 10059116.1642 | -100%
| Option 2I |  |  | 0 |  |  | 0 |  |  | 0 | _Surfacelay | 100% | 4.324 |  |  | 0 | 10059116.1642 | -100%
| Option 2J |  |  | 0 |  |  | 0 |  |  | 0 | _Surfacelay | 100% | 4.324 |  |  | 0 | 10059116.1642 | -100%
| Option 2K |  |  | 0 |  |  | 0 |  |  | 0 | _Surfacelay | 100% | 4.324 |  |  | 0 | 10059116.1642 | -100%
| Option 2L |  |  | 0 |  |  | 0 |  |  | 0 | _Surfacelay | 100% | 0 |  |  | 0 | 10059116.1642 | -100%
| Option 2M |  |  | 0 |  |  | 0 |  |  | 0 | _Surfacelay | 100% | 0 |  |  | 0 | 10059116.1642 | -100%
| Option 2N |  |  | 0 |  |  | 0 |  |  | 0 | _Surfacelay | 100% | 0 |  |  | 0 | 10059116.1642 | -100%
| Option 2O |  |  | 0 |  |  | 0 |  |  | 0 | _Surfacelay | 100% | 4.324 |  |  | 0 | 10059116.1642 | -100%
| Option 2P |  |  | 0 |  |  | 0 |  |  | 0 | _Surfacelay | 100% | 4.324 |  |  | 0 | 10059116.1642 | -100%
| Option 2Q |  |  | 0 |  |  | 0 |  |  | 0 | _Surfacelay | 100% | 4.324 |  |  | 0 | 10059116.1642 | -100%
| Option 2R |  |  | 0 |  |  | 0 |  |  | 0 | _Surfacelay | 100% | 4.324 |  |  | 0 | 10059116.1642 | -100%
| Option 2S |  |  | 0 |  |  | 0 |  |  | 0 | _Surfacelay | 100% | 4.324 |  |  | 0 | 10059116.1642 | -100%
| Option 2T |  |  | 0 |  |  | 0 |  |  | 0 | _Surfacelay | 100% | 4.324 |  |  | 0 | 10059116.1642 | -100%
| Option 2U |  |  | 0 |  |  | 0 |  |  | 0 | _Surfacelay | 100% | 4.324 |  |  | 0 | 10059116.1642 | -100%
| Option 2V |  |  | 0 |  |  | 0 |  |  | 0 | _Surfacelay | 100% | 4.324 |  |  | 0 | 10059116.1642 | -100%
| Option 2W |  |  | 0 |  |  | 0 |  |  | 0 | _Surfacelay | 100% | 4.324 |  |  | 0 | 10059116.1642 | -100%
| Option 2X |  |  | 0 |  |  | 0 |  |  | 0 | _Surfacelay | 100% | 4.324 |  |  | 0 | 10059116.1642 | -100%
| Option 2Y |  |  | 0 |  |  | 0 |  |  | 0 | _Surfacelay | 100% | 4.324 |  |  | 0 | 10059116.1642 | -100%
| Option 2Z |  |  | 0 |  |  | 0 |  |  | 0 | _Surfacelay | 100% | 4.324 |  |  | 0 | 10059116.1642 | -100%
| Option 2AA |  |  | 0 |  |  | 0 |  |  | 0 | _Surfacelay | 100% | 4.324 |  |  | 0 | 10059116.1642 | -100%
| Option 2AB |  |  | 0 |  |  | 0 |  |  | 0 | _Surfacelay | 100% | 4.324 |  |  | 0 | 10059116.1642 | -100%
|  |  |  | 0 |  |  | 0 |  |  | 0 | _Surfacelay | 100% | 0
|  |  |  | 0 |  |  | 0 |  |  | 0 | _Surfacelay | 100% | 0
|  |  |  | 0 |  |  | 0 |  |  | 0 | _Surfacelay | 100% | 0
|  |  |  | 0 |  |  | 0 |  |  | 0 | _Surfacelay | 100% | 0
|  |  |  | 0 |  |  | 0 |  |  | 0 | _Surfacelay | 100% | 0
|  |  |  | 0 |  |  | 0 |  |  | 0 | _Surfacelay | 100% | 0
Phase 3 | Option 3A | Jetting | 4.63% | 0.2002 |  |  | 0 | Split pipe both shore ends | 4.63% | 0.2002 | _Surfacelay | 90.74% | 3.9236 | Expectant Life 25 Years |  | -9812907.3895 | 246208.7747 | -2.448% |  | Option 1G Life of unprotected section extended to 45
| Option 3B | Jetting | 30.06% | 1.2998 |  |  | 0 | Split pipe both shore ends | 4.63% | 0.2002 | _Surfacelay | 65.31% | 2.824 | Expectant Life 35 Years |  | -9831748.892 | 227367.2722 | -2.26% |  | Option 1B Life of unprotected section extended to 45
| Option 3C | Jetting | 30.06% | 1.2998 | Rock Bagging | 4.63% | 0.2002 | Split pipe both shore ends | 4.63% | 0.2002 | _Surfacelay | 60.68% | 2.6238 | Expectant Life 45 Years |  | -10824173.2772 | -765057.113 | 7.606% |  | Option 2C Life of unprotected section extended to 45
| Option 3D | Jetting | 4.63% | 0.2002 |  |  | 0 | Split pipe both shore ends | 4.63% | 0.2002 | _Surfacelay | 90.74% | 3.9236 |  |  | -10779549.6442 | -720433.48 | 7.162% |  | Option 1 G but with existing cable decomissioned
| Option 3E |  | 0% | 0 |  |  | 0 | Split pipe both shore ends | 4.63% | 0.2002 | _Surfacelay | 95.37% | 4.1238 |  |  | -9770843.1759 | 288272.9883 | -2.866% |  | Baseline with Life of unprotected section extended to 45
| Option 3F |  |  | 0 | - |  | 0 |  |  | 0 |  |  | 0 |  |  | 0 | 10059116.1642 | -100%
| Option 3G |  |  | 0 | - |  | 0 |  |  | 0 |  |  | 0 |  |  | 0 | 10059116.1642 | -100%
| Option 3H |  |  | 0 | - |  | 0 |  |  | 0 |  |  | 0 |  |  | 0 | 10059116.1642 | -100%
| Option 3I |  |  | 0 | - |  | 0 |  |  | 0 |  |  | 0 |  |  | 0 | 10059116.1642 | -100%
| Option 3J |  |  | 0 | - |  | 0 |  |  | 0 |  |  | 0 |  |  | 0 | 10059116.1642 | -100%

## Phase 1
Length | #REF! | 0 |  | Surface lay | Option 1A |  | Option 1B |  | Option 1C |  | Option 1D |  | Option 1E |  | Option 1F |  | Option 1G |  | Option 1H |  | Option 1I |  | Option 1J
Category | Number | Description |  | No protection | Proposed | Net Change | Proposed | Net Change | Proposed | Net Change | Proposed | Net Change | Proposed | Net Change | Proposed | Net Change | Proposed | Net Change | Proposed | Net Change | Proposed | Net Change | Proposed | Net Change
l | Impact 1 | Decreased health and safety risk to marine vessel operators from cable snagging |  | -3629.3663 | -3805.3782 | -176.0119 | -2485.2887 | 1144.0776 | -2684.1822 | 945.1841 | -2860.1941 | 769.1722 | -3057.3275 | 572.0388 | -3233.3394 | 396.0269 | -3453.3544 | 176.0119 |  | 3629.3663 |  | 3629.3663 |  | 3629.3663
l | Impact 2 | Change in health and safety risk to cable laying vessel operators |  | -777.7809 | -104.4583 | 673.3226 | -785.3854 | -7.6045 | -784.0633 | -6.2824 | -782.8934 | -5.1125 | -781.5831 | -3.8022 | -780.4132 | -2.6323 | -778.9508 | -1.1699 |  | 777.7809 |  | 777.7809 |  | 777.7809
l | Impact 3 | Increased health costs due to increase in fuel poverty rates |  | -2690.6527 | -1553.619 | 1137.0337 | -2733.7217 | -43.069 | -2785.2973 | -94.6446 | -2755.6814 | -65.0288 | -2752.9419 | -62.2892 | -2723.3261 | -32.6734 | -2720.2685 | -29.6158 |  | 2690.6527 |  | 2690.6527 |  | 2690.6527
l | Impact 4 | Decreased damage costs to marine vessel operators from cable snagging |  | -23890.1958 | -25048.7892 | -1158.5934 | -16359.3387 | 7530.8571 | -17668.5492 | 6221.6465 | -18827.1426 | 5063.0531 | -20124.7672 | 3765.4285 | -21283.3606 | 2606.8351 | -22731.6024 | 1158.5934 |  | 23890.1958 |  | 23890.1958 |  | 23890.1958
l | Impact 5 | Decreased risk of energy outages for island communities due to lower fault rates |  | -33.2046 | -33.2046 | 0 | -33.2046 | 0 | -33.2046 | 0 | -33.2046 | 0 | -33.2046 | 0 | -33.2046 | 0 | -33.2046 | 0 |  | 33.2046 |  | 33.2046 |  | 33.2046
l | Impact 6 | Increased distribution costs leading to lower renewable generation on islands and lower Gross Value Added (GVA) |  | -332425.8597 | -332425.8597 | 0 | -332425.8597 | 0 | -332425.8597 | 0 | -332425.8597 | 0 | -332425.8597 | 0 | -332425.8597 | 0 | -332425.8597 | 0 |  | 332425.8597 |  | 332425.8597 |  | 332425.8597
l | Impact 7 | Increased cost of fuel poverty eradication programme due to higher fuel bills |  | -73692.4494 | -42551.0216 | 31141.4278 | -74872.0366 | -1179.5872 | -76284.6038 | -2592.1544 | -75473.4766 | -1781.0272 | -75398.4448 | -1705.9954 | -74587.3175 | -894.8681 | -74503.5766 | -811.1272 |  | 73692.4494 |  | 73692.4494 |  | 73692.4494
l | Impact 8 | Increased cost to fishing operators due to loss of access to fishing grounds during cable installation |  | -4671668.5611 | -4621249.0576 | 50419.5034 | -4671889.0545 | -220.4935 | -4671850.7226 | -182.1615 | -4671816.8005 | -148.2394 | -4671778.8078 | -110.2467 | -4671744.8857 | -76.3247 | -4671702.4832 | -33.9221 |  | 4671668.5611 |  | 4671668.5611 |  | 4671668.5611
l | Impact 9 | Decreased risk of energy outages for renewable generators due to lower fault rates |  | -165.9231 | -165.9231 | 0 | -165.9231 | 0 | -165.9231 | 0 | -165.9231 | 0 | -165.9231 | 0 | -165.9231 | 0 | -165.9231 | 0 |  | 165.9231 |  | 165.9231 |  | 165.9231
l | Impact 10 | Increased distribution costs leading to lower renewable generation on islands and higher Greenhouse Gas (GHG) emissions |  | -234483.1944 | -234483.1944 | 0 | -234483.1944 | 0 | -234483.1944 | 0 | -234483.1944 | 0 | -234483.1944 | 0 | -234483.1944 | 0 | -234483.1944 | 0 |  | 234483.1944 |  | 234483.1944 |  | 234483.1944
l | Impact 11 | Change in GHG emissions from use of backup diesel generators |  | -8767.6269 | -810.2304 | 7957.3965 | -8802.426 | -34.7991 | -8796.3763 | -28.7494 | -8791.0226 | -23.3957 | -8785.0264 | -17.3996 | -8779.6727 | -12.0458 | -8772.9806 | -5.3537 |  | 8767.6269 |  | 8767.6269 |  | 8767.6269
l | Impact 12 | Change in costs to seabed and marine environment |  | -47.0378 | -42.7627 | 4.2751 | -139.6639 | -92.6261 | -123.5612 | -76.5234 | -109.311 | -62.2733 | -93.3509 | -46.3131 | -79.1007 | -32.0629 | -61.288 | -14.2502 |  | 47.0378 |  | 47.0378 |  | 47.0378
l | Impact 13 | Increased installation costs associated with protection |  | -2192926.7934 | -1266225.7268 | 926701.0665 | -2228028.7383 | -35101.945 | -2270063.6635 | -77136.8701 | -2245926.2837 | -52999.4904 | -2243693.4995 | -50766.7062 | -2219556.1198 | -26629.3264 | -2217064.1731 | -24137.3798 |  | 2192926.7934 |  | 2192926.7934 |  | 2192926.7934
l | Impact 14 | Change in repair costs |  | -1395188.3694 | -558245.4464 | 836942.923 | -1420525.3908 | -25337.0214 | -1444145.507 | -48957.1376 | -1429339.0303 | -34150.6608 | -1427194.6284 | -32006.259 | -1412388.1517 | -17199.7823 | -1409994.8461 | -14806.4767 |  | 1395188.3694 |  | 1395188.3694 |  | 1395188.3694
l | Impact 15 | Increased cost of decommissioning associated with protection |  | -615382.0452 | -154207.4799 | 461174.5653 | -627675.244 | -12293.1988 | -636931.5066 | -21549.4613 | -630605.4516 | -15223.4064 | -629390.3241 | -14008.2789 | -623064.2692 | -7682.224 | -621708.1002 | -6326.0549 |  | 615382.0452 |  | 615382.0452 |  | 615382.0452
l | Impact 16 | Decreased risk of outage charges due to lower fault rates |  | -71.0678 | -71.0678 | 0 | -71.0678 | 0 | -71.0678 | 0 | -71.0678 |  | -71.0678 | 0 | -71.0678 | 0 | -71.0678 | 0 |  | 71.0678 |  | 71.0678 |  | 71.0678
l | Impact 17 | Increased cost of maintenance surveys associated with protection |  | -494286.8037 | -411423.7765 | 82863.0272 | -494286.8037 | 0 | -494286.8037 | 0 | -494286.8037 |  | -494286.8037 | 0 | -494286.8037 | 0 | -494286.8037 | 0 |  | 494286.8037 |  | 494286.8037 |  | 494286.8037
l | Impact 18 | Change in use costs of using backup diesel generators |  | -8989.2321 | -830.7092 | 8158.5228 | -9024.9107 | -35.6787 | -9018.7081 | -29.4761 | -9013.2191 | -23.987 | -9007.0714 | -17.8393 | -9001.5824 | -12.3503 | -8994.7211 | -5.489 |  | 8989.2321 |  | 8989.2321 |  | 8989.2321
|  |  |  | 0 | 0 |  | 0 |  | 0 |  | 0 |  | 0 |  | 0 |  | 0
|  | Net Present Value (NPV) |  | -10059116.1642 | -7653277.7055 | 2405838.4587 | -10124787.2527 | -65671.0885 | -10202602.7945 | -143486.6303 | -10157766.5604 | -98650.3962 | -10153523.8264 | -94407.6622 | -10108687.5924 | -49571.4282 | -10103952.3982 | -44836.234 |  | 10059116.1642 |  | 10059116.1642 |  | 10059116.1642
|  |  | Category Difference | £ | Category Difference | £ | Category Difference | £ | Category Difference | £ | Category Difference | £ | Category Difference | £ | Category Difference | £ | Category Difference | £ | Category Difference | £ | Category Difference | £ | Category Difference | £
|  |  | Health and Safety | -7097.7999 | Health and Safety | 1634.3444 | Health and Safety | 1093.4042 | Health and Safety | 844.2571 | Health and Safety | 764.0597 | Health and Safety | 505.9474 | Health and Safety | 360.7212 | Health and Safety | 145.2262 | Health and Safety | 7097.7999 | Health and Safety | 7097.7999 | Health and Safety | 7097.7999
|  |  | Socio-Economic | -5101876.1937 | Socio-Economic | 80402.3379 | Socio-Economic | 6130.7764 | Socio-Economic | 3447.3306 | Socio-Economic | 3068.7577 | Socio-Economic | 1949.1864 | Socio-Economic | 1635.6424 | Socio-Economic | 313.5441 | Socio-Economic | 5101876.1937 | Socio-Economic | 5101876.1937 | Socio-Economic | 5101876.1937
|  |  | Environmental | -2201741.458 | Environmental | 934662.7381 | Environmental | -35229.3702 | Environmental | -77242.143 | Environmental | 0 | Environmental | -50830.4188 | Environmental | -26673.4351 | Environmental | -24156.9837 | Environmental | 2201741.458 | Environmental | 2201741.458 | Environmental | 2201741.458
|  |  | Wider Economic and Engineering | -4706844.3116 | Wider Economic and Engineering | 2315840.1049 | Wider Economic and Engineering | -72767.8438 | Wider Economic and Engineering | -147672.9451 | Wider Economic and Engineering | -102483.2136 | Wider Economic and Engineering | -96799.0834 | Wider Economic and Engineering | -51523.683 | Wider Economic and Engineering | -45275.4004 | Wider Economic and Engineering | 4706844.3116 | Wider Economic and Engineering | 4706844.3116 | Wider Economic and Engineering | 4706844.3116
|  |  | Category Difference | % | Category Difference | % | Category Difference | % | Category Difference | % | Category Difference | % | Category Difference | % | Category Difference | % | Category Difference | % | Category Difference | % | Category Difference | % | Category Difference | %
|  |  | Health and Safety | 100% | Health and Safety | -23.03% | Health and Safety | -15.4% | Health and Safety | -11.89% | Health and Safety | -110.8% | Health and Safety | -7.128% | Health and Safety | -5.082% | Health and Safety | -2.046% | Health and Safety | -100% | Health and Safety | -100% | Health and Safety | -100%
|  |  | Socio-Economic | 100% | Socio-Economic | -1.576% | Socio-Economic | -0.1202% | Socio-Economic | -0.06757% | Socio-Economic | -100.1% | Socio-Economic | -0.03821% | Socio-Economic | -0.03206% | Socio-Economic | -0.006146% | Socio-Economic | -100% | Socio-Economic | -100% | Socio-Economic | -100%
|  |  | Environmental | 905% | Environmental | -384.2% | Environmental | 14.48% | Environmental | 31.75% | Environmental | -100% | Environmental | 20.89% | Environmental | 10.96% | Environmental | 9.929% | Environmental | -905% | Environmental | -905% | Environmental | -905%
|  |  | Wider Economic and Engineering | 100% | Wider Economic and Engineering | -49.2% | Wider Economic and Engineering | 1.546% | Wider Economic and Engineering | 3.137% | Wider Economic and Engineering | -97.82% | Wider Economic and Engineering | 2.057% | Wider Economic and Engineering | 1.095% | Wider Economic and Engineering | 0.9619% | Wider Economic and Engineering | -100% | Wider Economic and Engineering | -100% | Wider Economic and Engineering | -100%
Category | Number | Description | Impact Level Difference | £ | Impact Level Difference | £ | Impact Level Difference | £ | Impact Level Difference | £ | Impact Level Difference | £ | Impact Level Difference | £ | Impact Level Difference | £ | Impact Level Difference | £ | Impact Level Difference | £ | Impact Level Difference | £ | Impact Level Difference | £
| Impact 1 | Decreased health and safety risk to marine vessel operators from cable snagging | Impact 1 | -3629.3663 | Impact 1 | -176.0119 | Impact 1 | 1144.0776 | Impact 1 | 945.1841 | Impact 1 | 769.1722 | Impact 1 | 572.0388 | Impact 1 | 396.0269 | Impact 1 | 176.0119 | Impact 1 | 3629.3663 | Impact 1 | 3629.3663 | Impact 1 | 3629.3663
| Impact 2 | Change in health and safety risk to cable laying vessel operators | Impact 2 | -777.7809 | Impact 2 | 673.3226 | Impact 2 | -7.6045 | Impact 2 | -6.2824 | Impact 2 | -5.1125 | Impact 2 | -3.8022 | Impact 2 | -2.6323 | Impact 2 | -1.1699 | Impact 2 | 777.7809 | Impact 2 | 777.7809 | Impact 2 | 777.7809
| Impact 3 | Increased health costs due to increase in fuel poverty rates | Impact 3 | -2690.6527 | Impact 3 | 1137.0337 | Impact 3 | -43.069 | Impact 3 | -94.6446 | Impact 3 | -65.0288 | Impact 3 | -62.2892 | Impact 3 | -32.6734 | Impact 3 | -29.6158 | Impact 3 | 2690.6527 | Impact 3 | 2690.6527 | Impact 3 | 2690.6527
| Impact 4 | Decreased damage costs to marine vessel operators from cable snagging | Impact 4 | -23890.1958 | Impact 4 | -1158.5934 | Impact 4 | 7530.8571 | Impact 4 | 6221.6465 | Impact 4 | 5063.0531 | Impact 4 | 3765.4285 | Impact 4 | 2606.8351 | Impact 4 | 1158.5934 | Impact 4 | 23890.1958 | Impact 4 | 23890.1958 | Impact 4 | 23890.1958
| Impact 5 | Decreased risk of energy outages for island communities due to lower fault rates | Impact 5 | -33.2046 | Impact 5 | 0 | Impact 5 | 0 | Impact 5 | 0 | Impact 5 | 0 | Impact 5 | 0 | Impact 5 | 0 | Impact 5 | 0 | Impact 5 | 33.2046 | Impact 5 | 33.2046 | Impact 5 | 33.2046
| Impact 6 | Increased distribution costs leading to lower renewable generation on islands and lower Gross Value Added (GVA) | Impact 6 | -332425.8597 | Impact 6 | 0 | Impact 6 | 0 | Impact 6 | 0 | Impact 6 | 0 | Impact 6 | 0 | Impact 6 | 0 | Impact 6 | 0 | Impact 6 | 332425.8597 | Impact 6 | 332425.8597 | Impact 6 | 332425.8597
| Impact 7 | Increased cost of fuel poverty eradication programme due to higher fuel bills | Impact 7 | -73692.4494 | Impact 7 | 31141.4278 | Impact 7 | -1179.5872 | Impact 7 | -2592.1544 | Impact 7 | -1781.0272 | Impact 7 | -1705.9954 | Impact 7 | -894.8681 | Impact 7 | -811.1272 | Impact 7 | 73692.4494 | Impact 7 | 73692.4494 | Impact 7 | 73692.4494
| Impact 8 | Increased cost to fishing operators due to loss of access to fishing grounds during cable installation | Impact 8 | -4671668.5611 | Impact 8 | 50419.5034 | Impact 8 | -220.4935 | Impact 8 | -182.1615 | Impact 8 | -148.2394 | Impact 8 | -110.2467 | Impact 8 | -76.3247 | Impact 8 | -33.9221 | Impact 8 | 4671668.5611 | Impact 8 | 4671668.5611 | Impact 8 | 4671668.5611
| Impact 9 | Decreased risk of energy outages for renewable generators due to lower fault rates | Impact 9 | -165.9231 | Impact 9 | 0 | Impact 9 | 0 | Impact 9 | 0 | Impact 9 | 0 | Impact 9 | 0 | Impact 9 | 0 | Impact 9 | 0 | Impact 9 | 165.9231 | Impact 9 | 165.9231 | Impact 9 | 165.9231
| Impact 10 | Increased distribution costs leading to lower renewable generation on islands and higher Greenhouse Gas (GHG) emissions | Impact 10 | -234483.1944 | Impact 10 | 0 | Impact 10 | 0 | Impact 10 | 0 | Impact 10 | 0 | Impact 10 | 0 | Impact 10 | 0 | Impact 10 | 0 | Impact 10 | 234483.1944 | Impact 10 | 234483.1944 | Impact 10 | 234483.1944
| Impact 11 | Change in GHG emissions from use of backup diesel generators | Impact 11 | -8767.6269 | Impact 11 | 7957.3965 | Impact 11 | -34.7991 | Impact 11 | -28.7494 | Impact 11 | -23.3957 | Impact 11 | -17.3996 | Impact 11 | -12.0458 | Impact 11 | -5.3537 | Impact 11 | 8767.6269 | Impact 11 | 8767.6269 | Impact 11 | 8767.6269
| Impact 12 | Change in costs to seabed and marine environment | Impact 12 | -47.0378 | Impact 12 | 4.2751 | Impact 12 | -92.6261 | Impact 12 | -76.5234 | Impact 12 | -62.2733 | Impact 12 | -46.3131 | Impact 12 | -32.0629 | Impact 12 | -14.2502 | Impact 12 | 47.0378 | Impact 12 | 47.0378 | Impact 12 | 47.0378
| Impact 13 | Increased installation costs associated with protection | Impact 13 | -2192926.7934 | Impact 13 | 926701.0665 | Impact 13 | -35101.945 | Impact 13 | -77136.8701 | Impact 13 | -52999.4904 | Impact 13 | -50766.7062 | Impact 13 | -26629.3264 | Impact 13 | -24137.3798 | Impact 13 | 2192926.7934 | Impact 13 | 2192926.7934 | Impact 13 | 2192926.7934
| Impact 14 | Change in repair costs | Impact 14 | -1395188.3694 | Impact 14 | 836942.923 | Impact 14 | -25337.0214 | Impact 14 | -48957.1376 | Impact 14 | -34150.6608 | Impact 14 | -32006.259 | Impact 14 | -17199.7823 | Impact 14 | -14806.4767 | Impact 14 | 1395188.3694 | Impact 14 | 1395188.3694 | Impact 14 | 1395188.3694
| Impact 15 | Increased cost of decommissioning associated with protection | Impact 15 | -615382.0452 | Impact 15 | 461174.5653 | Impact 15 | -12293.1988 | Impact 15 | -21549.4613 | Impact 15 | -15223.4064 | Impact 15 | -14008.2789 | Impact 15 | -7682.224 | Impact 15 | -6326.0549 | Impact 15 | 615382.0452 | Impact 15 | 615382.0452 | Impact 15 | 615382.0452
| Impact 16 | Decreased risk of outage charges due to lower fault rates | Impact 16 | -71.0678 | Impact 16 | 0 | Impact 16 | 0 | Impact 16 | 0 | Impact 16 | -23.987 | Impact 16 | 0 | Impact 16 | 0 | Impact 16 | 0 | Impact 16 | 71.0678 | Impact 16 | 71.0678 | Impact 16 | 71.0678
| Impact 17 | Increased cost of maintenance surveys associated with protection | Impact 17 | -494286.8037 | Impact 17 | 82863.0272 | Impact 17 | 0 | Impact 17 | 0 | Impact 17 | 0 | Impact 17 | 0 | Impact 17 | 0 | Impact 17 | 0 | Impact 17 | 494286.8037 | Impact 17 | 494286.8037 | Impact 17 | 494286.8037
| Impact 18 | Change in use costs of using backup diesel generators | Impact 18 | -8989.2321 | Impact 18 | 8158.5228 | Impact 18 | -35.6787 | Impact 18 | -29.4761 | Impact 18 | -23.987 | Impact 18 | -17.8393 | Impact 18 | -12.3503 | Impact 18 | -5.489 | Impact 18 | 8989.2321 | Impact 18 | 8989.2321 | Impact 18 | 8989.2321
| Number | Description | Impact Level Difference | % | Impact Level Difference | % | Impact Level Difference | % | Impact Level Difference | % | Impact Level Difference | % | Impact Level Difference | % | Impact Level Difference | % | Impact Level Difference | % | Impact Level Difference | % | Impact Level Difference | % | Impact Level Difference | %
| Impact 1 | Decreased health and safety risk to marine vessel operators from cable snagging | Impact 1 | 100% | Impact 1 | 4.85% | Impact 1 | -31.52% | Impact 1 | -26.04% | Impact 1 | -21.19% | Impact 1 | -15.76% | Impact 1 | -10.91% | Impact 1 | -4.85% | Impact 1 | -100% | Impact 1 | -100% | Impact 1 | -100%
| Impact 2 | Change in health and safety risk to cable laying vessel operators | Impact 2 | 100% | Impact 2 | -86.57% | Impact 2 | 0.9777% | Impact 2 | 0.8077% | Impact 2 | 0.6573% | Impact 2 | 0.4889% | Impact 2 | 0.3384% | Impact 2 | 0.1504% | Impact 2 | -100% | Impact 2 | -100% | Impact 2 | -100%
| Impact 3 | Increased health costs due to increase in fuel poverty rates | Impact 3 | 100% | Impact 3 | -42.26% | Impact 3 | 1.601% | Impact 3 | 3.518% | Impact 3 | 2.417% | Impact 3 | 2.315% | Impact 3 | 1.214% | Impact 3 | 1.101% | Impact 3 | -100% | Impact 3 | -100% | Impact 3 | -100%
| Impact 4 | Decreased damage costs to marine vessel operators from cable snagging | Impact 4 | 100% | Impact 4 | 4.85% | Impact 4 | -31.52% | Impact 4 | -26.04% | Impact 4 | -21.19% | Impact 4 | -15.76% | Impact 4 | -10.91% | Impact 4 | -4.85% | Impact 4 | -100% | Impact 4 | -100% | Impact 4 | -100%
| Impact 5 | Decreased risk of energy outages for island communities due to lower fault rates | Impact 5 | 100% | Impact 5 | 0% | Impact 5 | 0% | Impact 5 | 0% | Impact 5 | 0% | Impact 5 | 0% | Impact 5 | 0% | Impact 5 | 0% | Impact 5 | -100% | Impact 5 | -100% | Impact 5 | -100%
| Impact 6 | Increased distribution costs leading to lower renewable generation on islands and lower Gross Value Added (GVA) | Impact 6 | 100% | Impact 6 | 0% | Impact 6 | 0% | Impact 6 | 0% | Impact 6 | 0% | Impact 6 | 0% | Impact 6 | 0% | Impact 6 | 0% | Impact 6 | -100% | Impact 6 | -100% | Impact 6 | -100%
| Impact 7 | Increased cost of fuel poverty eradication programme due to higher fuel bills | Impact 7 | 100% | Impact 7 | -42.26% | Impact 7 | 1.601% | Impact 7 | 3.518% | Impact 7 | 2.417% | Impact 7 | 2.315% | Impact 7 | 1.214% | Impact 7 | 1.101% | Impact 7 | -100% | Impact 7 | -100% | Impact 7 | -100%
| Impact 8 | Increased cost to fishing operators due to loss of access to fishing grounds during cable installation | Impact 8 | 100% | Impact 8 | -1.079% | Impact 8 | 0.00472% | Impact 8 | 0.003899% | Impact 8 | 0.003173% | Impact 8 | 0.00236% | Impact 8 | 0.001634% | Impact 8 | 0.0007261% | Impact 8 | -100% | Impact 8 | -100% | Impact 8 | -100%
| Impact 9 | Decreased risk of energy outages for renewable generators due to lower fault rates | Impact 9 | 100% | Impact 9 | 0% | Impact 9 | 0% | Impact 9 | 0% | Impact 9 | 0% | Impact 9 | 0% | Impact 9 | 0% | Impact 9 | 0% | Impact 9 | -100% | Impact 9 | -100% | Impact 9 | -100%
| Impact 10 | Increased distribution costs leading to lower renewable generation on islands and higher Greenhouse Gas (GHG) emissions | Impact 10 | 100% | Impact 10 | 0% | Impact 10 | 0% | Impact 10 | 0% | Impact 10 | 0% | Impact 10 | 0% | Impact 10 | 0% | Impact 10 | 0% | Impact 10 | -100% | Impact 10 | -100% | Impact 10 | -100%
| Impact 11 | Change in GHG emissions from use of backup diesel generators | Impact 11 | 100% | Impact 11 | -90.76% | Impact 11 | 0.3969% | Impact 11 | 0.3279% | Impact 11 | 0.2668% | Impact 11 | 0.1985% | Impact 11 | 0.1374% | Impact 11 | 0.06106% | Impact 11 | -100% | Impact 11 | -100% | Impact 11 | -100%
| Impact 12 | Change in costs to seabed and marine environment | Impact 12 | 100% | Impact 12 | -9.089% | Impact 12 | 196.9% | Impact 12 | 162.7% | Impact 12 | 132.4% | Impact 12 | 98.46% | Impact 12 | 68.16% | Impact 12 | 30.3% | Impact 12 | -100% | Impact 12 | -100% | Impact 12 | -100%
| Impact 13 | Increased installation costs associated with protection | Impact 13 | 100% | Impact 13 | -42.26% | Impact 13 | 1.601% | Impact 13 | 3.518% | Impact 13 | 2.417% | Impact 13 | 2.315% | Impact 13 | 1.214% | Impact 13 | 1.101% | Impact 13 | -100% | Impact 13 | -100% | Impact 13 | -100%
| Impact 14 | Change in repair costs | Impact 14 | 100% | Impact 14 | -59.99% | Impact 14 | 1.816% | Impact 14 | 3.509% | Impact 14 | 2.448% | Impact 14 | 2.294% | Impact 14 | 1.233% | Impact 14 | 1.061% | Impact 14 | -100% | Impact 14 | -100% | Impact 14 | -100%
| Impact 15 | Increased cost of decommissioning associated with protection | Impact 15 | 100% | Impact 15 | -74.94% | Impact 15 | 1.998% | Impact 15 | 3.502% | Impact 15 | 2.474% | Impact 15 | 2.276% | Impact 15 | 1.248% | Impact 15 | 1.028% | Impact 15 | -100% | Impact 15 | -100% | Impact 15 | -100%
| Impact 16 | Decreased risk of outage charges due to lower fault rates | Impact 16 | 100% | Impact 16 | 0% | Impact 16 | 0% | Impact 16 | 0% | Impact 16 | 33.75% | Impact 16 | 0% | Impact 16 | 0% | Impact 16 | 0% | Impact 16 | -100% | Impact 16 | -100% | Impact 16 | -100%
| Impact 17 | Increased cost of maintenance surveys associated with protection | Impact 17 | 100% | Impact 17 | -16.76% | Impact 17 | 0% | Impact 17 | 0% | Impact 17 | 0% | Impact 17 | 0% | Impact 17 | 0% | Impact 17 | 0% | Impact 17 | -100% | Impact 17 | -100% | Impact 17 | -100%
| Impact 18 | Change in use costs of using backup diesel generators | Impact 18 | 100% | Impact 18 | -90.76% | Impact 18 | 0.3969% | Impact 18 | 0.3279% | Impact 18 | 0.2668% | Impact 18 | 0.1985% | Impact 18 | 0.1374% | Impact 18 | 0.06106% | Impact 18 | -100% | Impact 18 | -100% | Impact 18 | -100%

## Phase 2
Length | #REF! | 0 |  | Surface lay | Option 2A |  | Option 2B |  | Option 2C |  | Option 2D |  | Option 2E |  | Option 2F |  | Option 2G |  | Option 2H |  | Option 2I |  | Option 2J |  | Option 2K |  | Option 2L |  | Option 2M |  | Option 2N |  | Option 2O |  | Option 2P |  | Option 2Q |  | Option 2R |  | Option 2S |  | Option 2T |  | Option 2U |  | Option 2V |  | Option 2W |  | Option 2X |  | Option 2Y |  | Option 2Z |  | Option 2AA |  | Option 2AB
Category | Number | Description |  | No protection | Proposed | Net Change | Proposed | Net Change | Proposed | Net Change | Proposed | Net Change | Proposed | Net Change | Proposed | Net Change |  | Net Change | Proposed | Net Change | Proposed | Net Change | Proposed | Net Change | Proposed | Net Change | Proposed | Net Change | Proposed | Net Change | Proposed | Net Change | Proposed | Net Change | Proposed | Net Change | Proposed | Net Change | Proposed | Net Change | Proposed | Net Change | Proposed | Net Change | Proposed | Net Change | Proposed | Net Change | Proposed | Net Change | Proposed | Net Change | Proposed | Net Change | Proposed | Net Change | Proposed | Net Change | Proposed | Net Change
l | Impact 1 | Decreased health and safety risk to marine vessel operators from cable snagging |  | -3629.3663 | -3352.5413 | 276.825 | -3132.5263 | 496.84 | -2384.4756 | 1244.8907 | -3239.6306 | 389.7357 | -3277.3424 | 352.0239 |  | 3629.3663 |  | 3629.3663 |  | 3629.3663 |  | 3629.3663 |  | 3629.3663 |  | 3629.3663 |  | 3629.3663 |  | 3629.3663 |  | 3629.3663 |  | 3629.3663 |  | 3629.3663 |  | 3629.3663 |  | 3629.3663 |  | 3629.3663 |  | 3629.3663 |  | 3629.3663 |  | 3629.3663 |  | 3629.3663 |  | 3629.3663 |  | 3629.3663 |  | 3629.3663 |  | 3629.3663 |  | 3629.3663
l | Impact 2 | Change in health and safety risk to cable laying vessel operators |  | -777.7809 | -937.4258 | -159.6449 | -938.8882 | -161.1073 | -943.8603 | -166.0794 | -1114.9177 | -337.1368 | -1400.8731 | -623.0922 |  | 777.7809 |  | 777.7809 |  | 777.7809 |  | 777.7809 |  | 777.7809 |  | 777.7809 |  | 777.7809 |  | 777.7809 |  | 777.7809 |  | 777.7809 |  | 777.7809 |  | 777.7809 |  | 777.7809 |  | 777.7809 |  | 777.7809 |  | 777.7809 |  | 777.7809 |  | 777.7809 |  | 777.7809 |  | 777.7809 |  | 777.7809 |  | 777.7809 |  | 777.7809
l | Impact 3 | Increased health costs due to increase in fuel poverty rates |  | -2690.6527 | -3590.1249 | -899.4722 | -3593.1824 | -902.5297 | -3603.5781 | -912.9254 | -4482.5151 | -1791.8624 | -4343.322 | -1652.6693 |  | 2690.6527 |  | 2690.6527 |  | 2690.6527 |  | 2690.6527 |  | 2690.6527 |  | 2690.6527 |  | 2690.6527 |  | 2690.6527 |  | 2690.6527 |  | 2690.6527 |  | 2690.6527 |  | 2690.6527 |  | 2690.6527 |  | 2690.6527 |  | 2690.6527 |  | 2690.6527 |  | 2690.6527 |  | 2690.6527 |  | 2690.6527 |  | 2690.6527 |  | 2690.6527 |  | 2690.6527 |  | 2690.6527
l | Impact 4 | Decreased damage costs to marine vessel operators from cable snagging |  | -23890.1958 | -21573.009 | 2317.1868 | -20124.7672 | 3765.4285 | -15200.7453 | 8689.4504 | -20275.3844 | 3614.8114 | -21573.009 | 2317.1868 |  | 23890.1958 |  | 23890.1958 |  | 23890.1958 |  | 23890.1958 |  | 23890.1958 |  | 23890.1958 |  | 23890.1958 |  | 23890.1958 |  | 23890.1958 |  | 23890.1958 |  | 23890.1958 |  | 23890.1958 |  | 23890.1958 |  | 23890.1958 |  | 23890.1958 |  | 23890.1958 |  | 23890.1958 |  | 23890.1958 |  | 23890.1958 |  | 23890.1958 |  | 23890.1958 |  | 23890.1958 |  | 23890.1958
l | Impact 5 | Decreased risk of energy outages for island communities due to lower fault rates |  | -33.2046 | -33.2046 | 0 | -33.2046 | 0 | -33.2046 | 0 | -33.2046 | 0 | -33.2046 | 0 |  | 33.2046 |  | 33.2046 |  | 33.2046 |  | 33.2046 |  | 33.2046 |  | 33.2046 |  | 33.2046 |  | 33.2046 |  | 33.2046 |  | 33.2046 |  | 33.2046 |  | 33.2046 |  | 33.2046 |  | 33.2046 |  | 33.2046 |  | 33.2046 |  | 33.2046 |  | 33.2046 |  | 33.2046 |  | 33.2046 |  | 33.2046 |  | 33.2046 |  | 33.2046
l | Impact 6 | Increased distribution costs leading to lower renewable generation on islands and lower Gross Value Added (GVA) |  | -332425.8597 | -332425.8597 | 0 | -332425.8597 | 0 | -332425.8597 | 0 | -332425.8597 | 0 | -332425.8597 | 0 |  | 332425.8597 |  | 332425.8597 |  | 332425.8597 |  | 332425.8597 |  | 332425.8597 |  | 332425.8597 |  | 332425.8597 |  | 332425.8597 |  | 332425.8597 |  | 332425.8597 |  | 332425.8597 |  | 332425.8597 |  | 332425.8597 |  | 332425.8597 |  | 332425.8597 |  | 332425.8597 |  | 332425.8597 |  | 332425.8597 |  | 332425.8597 |  | 332425.8597 |  | 332425.8597 |  | 332425.8597 |  | 332425.8597
l | Impact 7 | Increased cost of fuel poverty eradication programme due to higher fuel bills |  | -73692.4494 | -98327.4576 | -24635.0082 | -98411.1985 | -24718.7491 | -98695.9175 | -25003.4681 | -122768.4907 | -49076.0413 | -118956.2321 | -45263.7827 |  | 73692.4494 |  | 73692.4494 |  | 73692.4494 |  | 73692.4494 |  | 73692.4494 |  | 73692.4494 |  | 73692.4494 |  | 73692.4494 |  | 73692.4494 |  | 73692.4494 |  | 73692.4494 |  | 73692.4494 |  | 73692.4494 |  | 73692.4494 |  | 73692.4494 |  | 73692.4494 |  | 73692.4494 |  | 73692.4494 |  | 73692.4494 |  | 73692.4494 |  | 73692.4494 |  | 73692.4494 |  | 73692.4494
l | Impact 8 | Increased cost to fishing operators due to loss of access to fishing grounds during cable installation |  | -4671668.5611 | -4712229.748 | -40561.1869 | -4712272.1506 | -40603.5895 | -4712416.3194 | -40747.7583 | -4757620.2847 | -85951.7236 | -4750616.5254 | -78947.9643 |  | 4671668.5611 |  | 4671668.5611 |  | 4671668.5611 |  | 4671668.5611 |  | 4671668.5611 |  | 4671668.5611 |  | 4671668.5611 |  | 4671668.5611 |  | 4671668.5611 |  | 4671668.5611 |  | 4671668.5611 |  | 4671668.5611 |  | 4671668.5611 |  | 4671668.5611 |  | 4671668.5611 |  | 4671668.5611 |  | 4671668.5611 |  | 4671668.5611 |  | 4671668.5611 |  | 4671668.5611 |  | 4671668.5611 |  | 4671668.5611 |  | 4671668.5611
l | Impact 9 | Decreased risk of energy outages for renewable generators due to lower fault rates |  | -165.9231 | -165.9231 | 0 | -165.9231 | 0 | -165.9231 | 0 | -165.9231 | 0 | -165.9231 | 0 |  | 165.9231 |  | 165.9231 |  | 165.9231 |  | 165.9231 |  | 165.9231 |  | 165.9231 |  | 165.9231 |  | 165.9231 |  | 165.9231 |  | 165.9231 |  | 165.9231 |  | 165.9231 |  | 165.9231 |  | 165.9231 |  | 165.9231 |  | 165.9231 |  | 165.9231 |  | 165.9231 |  | 165.9231 |  | 165.9231 |  | 165.9231 |  | 165.9231 |  | 165.9231
l | Impact 10 | Increased distribution costs leading to lower renewable generation on islands and higher Greenhouse Gas (GHG) emissions |  | -234483.1944 | -234483.1944 | 0 | -234483.1944 | 0 | -234483.1944 | 0 | -234483.1944 | 0 | -234483.1944 | 0 |  | 234483.1944 |  | 234483.1944 |  | 234483.1944 |  | 234483.1944 |  | 234483.1944 |  | 234483.1944 |  | 234483.1944 |  | 234483.1944 |  | 234483.1944 |  | 234483.1944 |  | 234483.1944 |  | 234483.1944 |  | 234483.1944 |  | 234483.1944 |  | 234483.1944 |  | 234483.1944 |  | 234483.1944 |  | 234483.1944 |  | 234483.1944 |  | 234483.1944 |  | 234483.1944 |  | 234483.1944 |  | 234483.1944
l | Impact 11 | Change in GHG emissions from use of backup diesel generators |  | -8767.6269 | -15169.1466 | -6401.5198 | -15175.8388 | -6408.2119 | -15198.592 | -6430.9652 | -22332.8526 | -13565.2258 | -21227.4929 | -12459.866 |  | 8767.6269 |  | 8767.6269 |  | 8767.6269 |  | 8767.6269 |  | 8767.6269 |  | 8767.6269 |  | 8767.6269 |  | 8767.6269 |  | 8767.6269 |  | 8767.6269 |  | 8767.6269 |  | 8767.6269 |  | 8767.6269 |  | 8767.6269 |  | 8767.6269 |  | 8767.6269 |  | 8767.6269 |  | 8767.6269 |  | 8767.6269 |  | 8767.6269 |  | 8767.6269 |  | 8767.6269 |  | 8767.6269
l | Impact 12 | Change in costs to seabed and marine environment |  | -47.0378 | -96.9134 | -49.8756 | -114.7261 | -67.6883 | -175.2894 | -128.2516 | -136.8139 | -89.7761 | -104.0385 | -57.0007 |  | 47.0378 |  | 47.0378 |  | 47.0378 |  | 47.0378 |  | 47.0378 |  | 47.0378 |  | 47.0378 |  | 47.0378 |  | 47.0378 |  | 47.0378 |  | 47.0378 |  | 47.0378 |  | 47.0378 |  | 47.0378 |  | 47.0378 |  | 47.0378 |  | 47.0378 |  | 47.0378 |  | 47.0378 |  | 47.0378 |  | 47.0378 |  | 47.0378 |  | 47.0378
l | Impact 13 | Increased installation costs associated with protection |  | -2192926.7934 | -2926010.9817 | -733084.1883 | -2928502.9283 | -735576.135 | -2936975.5469 | -744048.7535 | -3653322.8947 | -1460396.1013 | -3539878.3826 | -1346951.5892 |  | 2192926.7934 |  | 2192926.7934 |  | 2192926.7934 |  | 2192926.7934 |  | 2192926.7934 |  | 2192926.7934 |  | 2192926.7934 |  | 2192926.7934 |  | 2192926.7934 |  | 2192926.7934 |  | 2192926.7934 |  | 2192926.7934 |  | 2192926.7934 |  | 2192926.7934 |  | 2192926.7934 |  | 2192926.7934 |  | 2192926.7934 |  | 2192926.7934 |  | 2192926.7934 |  | 2192926.7934 |  | 2192926.7934 |  | 2192926.7934 |  | 2192926.7934
l | Impact 14 | Change in repair costs |  | -1395188.3694 | -1640876.6297 | -245688.2603 | -1643269.9354 | -248081.5659 | -1651407.1744 | -256218.805 | -1860627.4388 | -465439.0693 | -2180654.8662 | -785466.4967 |  | 1395188.3694 |  | 1395188.3694 |  | 1395188.3694 |  | 1395188.3694 |  | 1395188.3694 |  | 1395188.3694 |  | 1395188.3694 |  | 1395188.3694 |  | 1395188.3694 |  | 1395188.3694 |  | 1395188.3694 |  | 1395188.3694 |  | 1395188.3694 |  | 1395188.3694 |  | 1395188.3694 |  | 1395188.3694 |  | 1395188.3694 |  | 1395188.3694 |  | 1395188.3694 |  | 1395188.3694 |  | 1395188.3694 |  | 1395188.3694 |  | 1395188.3694
l | Impact 15 | Increased cost of decommissioning associated with protection |  | -615382.0452 | -641638.7533 | -26256.7081 | -642994.9224 | -27612.8771 | -647605.8972 | -32223.852 | -648172.1532 | -32790.108 | -935234.3986 | -319852.3533 |  | 615382.0452 |  | 615382.0452 |  | 615382.0452 |  | 615382.0452 |  | 615382.0452 |  | 615382.0452 |  | 615382.0452 |  | 615382.0452 |  | 615382.0452 |  | 615382.0452 |  | 615382.0452 |  | 615382.0452 |  | 615382.0452 |  | 615382.0452 |  | 615382.0452 |  | 615382.0452 |  | 615382.0452 |  | 615382.0452 |  | 615382.0452 |  | 615382.0452 |  | 615382.0452 |  | 615382.0452 |  | 615382.0452
l | Impact 16 | Decreased risk of outage charges due to lower fault rates |  | -71.0678 | -71.0678 | 0 | -71.0678 | 0 | -71.0678 | 0 | -71.0678 | 0 | -71.0678 | 0 |  | 71.0678 |  | 71.0678 |  | 71.0678 |  | 71.0678 |  | 71.0678 |  | 71.0678 |  | 71.0678 |  | 71.0678 |  | 71.0678 |  | 71.0678 |  | 71.0678 |  | 71.0678 |  | 71.0678 |  | 71.0678 |  | 71.0678 |  | 71.0678 |  | 71.0678 |  | 71.0678 |  | 71.0678 |  | 71.0678 |  | 71.0678 |  | 71.0678 |  | 71.0678
l | Impact 17 | Increased cost of maintenance surveys associated with protection |  | -494286.8037 | -494286.8037 | 0 | -494286.8037 | 0 | -494286.8037 | 0 | -494286.8037 | 0 | -494286.8037 | 0 |  | 494286.8037 |  | 494286.8037 |  | 494286.8037 |  | 494286.8037 |  | 494286.8037 |  | 494286.8037 |  | 494286.8037 |  | 494286.8037 |  | 494286.8037 |  | 494286.8037 |  | 494286.8037 |  | 494286.8037 |  | 494286.8037 |  | 494286.8037 |  | 494286.8037 |  | 494286.8037 |  | 494286.8037 |  | 494286.8037 |  | 494286.8037 |  | 494286.8037 |  | 494286.8037 |  | 494286.8037 |  | 494286.8037
l | Impact 18 | Change in use costs of using backup diesel generators |  | -8989.2321 | -15552.5527 | -6563.3207 | -15559.414 | -6570.182 | -15582.7424 | -6593.5103 | -22897.3242 | -13908.0921 | -21764.0261 | -12774.794 |  | 8989.2321 |  | 8989.2321 |  | 8989.2321 |  | 8989.2321 |  | 8989.2321 |  | 8989.2321 |  | 8989.2321 |  | 8989.2321 |  | 8989.2321 |  | 8989.2321 |  | 8989.2321 |  | 8989.2321 |  | 8989.2321 |  | 8989.2321 |  | 8989.2321 |  | 8989.2321 |  | 8989.2321 |  | 8989.2321 |  | 8989.2321 |  | 8989.2321 |  | 8989.2321 |  | 8989.2321 |  | 8989.2321
|  |  |  | 0 | 0 |  | 0 |  | 0 |  | 0 |  | 0
|  | Net Present Value (NPV) |  | -10059116.1642 | -11140821.3373 | -1081705.1731 | -11145556.5315 | -1086440.3673 | -11161656.1918 | -1102540.0276 | -12178456.7538 | -2119340.5896 | -12660496.562 | -2601380.3978 |  | 10059116.1642 |  | 10059116.1642 |  | 10059116.1642 |  | 10059116.1642 |  | 10059116.1642 |  | 10059116.1642 |  | 10059116.1642 |  | 10059116.1642 |  | 10059116.1642 |  | 10059116.1642 |  | 10059116.1642 |  | 10059116.1642 |  | 10059116.1642 |  | 10059116.1642 |  | 10059116.1642 |  | 10059116.1642 |  | 10059116.1642 |  | 10059116.1642 |  | 10059116.1642 |  | 10059116.1642 |  | 10059116.1642 |  | 10059116.1642 |  | 10059116.1642
|  |  | Category Difference | £ | Category Difference | £ | Category Difference | £ | Category Difference | £ | Category Difference | £ | Category Difference | £ | Category Difference | £ | Category Difference | £ | Category Difference | £ | Category Difference | £ | Category Difference | £ | Category Difference | £ | Category Difference | £ | Category Difference | £ | Category Difference | £ | Category Difference | £ | Category Difference | £ | Category Difference | £ | Category Difference | £ | Category Difference | £ | Category Difference | £ | Category Difference | £ | Category Difference | £ | Category Difference | £ | Category Difference | £ | Category Difference | £ | Category Difference | £ | Category Difference | £ | Category Difference | £
|  |  | Health and Safety | -7097.7999 | Health and Safety | -782.292 | Health and Safety | -566.797 | Health and Safety | 165.8859 | Health and Safety | -1739.2635 | Health and Safety | -1923.7376 | Health and Safety | 7097.7999 | Health and Safety | 7097.7999 | Health and Safety | 7097.7999 | Health and Safety | 7097.7999 | Health and Safety | 7097.7999 | Health and Safety | 7097.7999 | Health and Safety | 7097.7999 | Health and Safety | 7097.7999 | Health and Safety | 7097.7999 | Health and Safety | 7097.7999 | Health and Safety | 7097.7999 | Health and Safety | 7097.7999 | Health and Safety | 7097.7999 | Health and Safety | 7097.7999 | Health and Safety | 7097.7999 | Health and Safety | 7097.7999 | Health and Safety | 7097.7999 | Health and Safety | 7097.7999 | Health and Safety | 7097.7999 | Health and Safety | 7097.7999 | Health and Safety | 7097.7999 | Health and Safety | 7097.7999 | Health and Safety | 7097.7999
|  |  | Socio-Economic | -5101876.1937 | Socio-Economic | -62879.0083 | Socio-Economic | -61556.9101 | Socio-Economic | -57061.776 | Socio-Economic | -131412.9535 | Socio-Economic | -121894.5603 | Socio-Economic | 5101876.1937 | Socio-Economic | 5101876.1937 | Socio-Economic | 5101876.1937 | Socio-Economic | 5101876.1937 | Socio-Economic | 5101876.1937 | Socio-Economic | 5101876.1937 | Socio-Economic | 5101876.1937 | Socio-Economic | 5101876.1937 | Socio-Economic | 5101876.1937 | Socio-Economic | 5101876.1937 | Socio-Economic | 5101876.1937 | Socio-Economic | 5101876.1937 | Socio-Economic | 5101876.1937 | Socio-Economic | 5101876.1937 | Socio-Economic | 5101876.1937 | Socio-Economic | 5101876.1937 | Socio-Economic | 5101876.1937 | Socio-Economic | 5101876.1937 | Socio-Economic | 5101876.1937 | Socio-Economic | 5101876.1937 | Socio-Economic | 5101876.1937 | Socio-Economic | 5101876.1937 | Socio-Economic | 5101876.1937
|  |  | Environmental | -2201741.458 | Environmental | -739535.5837 | Environmental | -742052.0352 | Environmental | -750607.9703 | Environmental | -1474051.1031 | Environmental | -1359468.4559 | Environmental | 2201741.458 | Environmental | 2201741.458 | Environmental | 2201741.458 | Environmental | 2201741.458 | Environmental | 2201741.458 | Environmental | 2201741.458 | Environmental | 2201741.458 | Environmental | 2201741.458 | Environmental | 2201741.458 | Environmental | 2201741.458 | Environmental | 2201741.458 | Environmental | 2201741.458 | Environmental | 2201741.458 | Environmental | 2201741.458 | Environmental | 2201741.458 | Environmental | 2201741.458 | Environmental | 2201741.458 | Environmental | 2201741.458 | Environmental | 2201741.458 | Environmental | 2201741.458 | Environmental | 2201741.458 | Environmental | 2201741.458 | Environmental | 2201741.458
|  |  | Wider Economic and Engineering | -4706844.3116 | Wider Economic and Engineering | -1011592.4774 | Wider Economic and Engineering | -1017840.76 | Wider Economic and Engineering | -1039084.9208 | Wider Economic and Engineering | -1972533.3708 | Wider Economic and Engineering | -2465045.2333 | Wider Economic and Engineering | 4706844.3116 | Wider Economic and Engineering | 4706844.3116 | Wider Economic and Engineering | 4706844.3116 | Wider Economic and Engineering | 4706844.3116 | Wider Economic and Engineering | 4706844.3116 | Wider Economic and Engineering | 4706844.3116 | Wider Economic and Engineering | 4706844.3116 | Wider Economic and Engineering | 4706844.3116 | Wider Economic and Engineering | 4706844.3116 | Wider Economic and Engineering | 4706844.3116 | Wider Economic and Engineering | 4706844.3116 | Wider Economic and Engineering | 4706844.3116 | Wider Economic and Engineering | 4706844.3116 | Wider Economic and Engineering | 4706844.3116 | Wider Economic and Engineering | 4706844.3116 | Wider Economic and Engineering | 4706844.3116 | Wider Economic and Engineering | 4706844.3116 | Wider Economic and Engineering | 4706844.3116 | Wider Economic and Engineering | 4706844.3116 | Wider Economic and Engineering | 4706844.3116 | Wider Economic and Engineering | 4706844.3116 | Wider Economic and Engineering | 4706844.3116 | Wider Economic and Engineering | 4706844.3116
|  |  | Category Difference | % | Category Difference | % | Category Difference | % | Category Difference | % | Category Difference | % | Category Difference | % | Category Difference | % | Category Difference | % | Category Difference | % | Category Difference | % | Category Difference | % | Category Difference | % | Category Difference | % | Category Difference | % | Category Difference | % | Category Difference | % | Category Difference | % | Category Difference | % | Category Difference | % | Category Difference | % | Category Difference | % | Category Difference | % | Category Difference | % | Category Difference | % | Category Difference | % | Category Difference | % | Category Difference | % | Category Difference | % | Category Difference | %
|  |  | Health and Safety | 100% | Health and Safety | 11.02% | Health and Safety | 7.986% | Health and Safety | -2.337% | Health and Safety | 24.5% | Health and Safety | 27.1% | Health and Safety | -100% | Health and Safety | -100% | Health and Safety | -100% | Health and Safety | -100% | Health and Safety | -100% | Health and Safety | -100% | Health and Safety | -100% | Health and Safety | -100% | Health and Safety | -100% | Health and Safety | -100% | Health and Safety | -100% | Health and Safety | -100% | Health and Safety | -100% | Health and Safety | -100% | Health and Safety | -100% | Health and Safety | -100% | Health and Safety | -100% | Health and Safety | -100% | Health and Safety | -100% | Health and Safety | -100% | Health and Safety | -100% | Health and Safety | -100% | Health and Safety | -100%
|  |  | Socio-Economic | 100% | Socio-Economic | 1.232% | Socio-Economic | 1.207% | Socio-Economic | 1.118% | Socio-Economic | 2.576% | Socio-Economic | 2.389% | Socio-Economic | -100% | Socio-Economic | -100% | Socio-Economic | -100% | Socio-Economic | -100% | Socio-Economic | -100% | Socio-Economic | -100% | Socio-Economic | -100% | Socio-Economic | -100% | Socio-Economic | -100% | Socio-Economic | -100% | Socio-Economic | -100% | Socio-Economic | -100% | Socio-Economic | -100% | Socio-Economic | -100% | Socio-Economic | -100% | Socio-Economic | -100% | Socio-Economic | -100% | Socio-Economic | -100% | Socio-Economic | -100% | Socio-Economic | -100% | Socio-Economic | -100% | Socio-Economic | -100% | Socio-Economic | -100%
|  |  | Environmental | 905% | Environmental | 304% | Environmental | 305% | Environmental | 308.5% | Environmental | 605.9% | Environmental | 558.8% | Environmental | -905% | Environmental | -905% | Environmental | -905% | Environmental | -905% | Environmental | -905% | Environmental | -905% | Environmental | -905% | Environmental | -905% | Environmental | -905% | Environmental | -905% | Environmental | -905% | Environmental | -905% | Environmental | -905% | Environmental | -905% | Environmental | -905% | Environmental | -905% | Environmental | -905% | Environmental | -905% | Environmental | -905% | Environmental | -905% | Environmental | -905% | Environmental | -905% | Environmental | -905%
|  |  | Wider Economic and Engineering | 100% | Wider Economic and Engineering | 21.49% | Wider Economic and Engineering | 21.62% | Wider Economic and Engineering | 22.08% | Wider Economic and Engineering | 41.91% | Wider Economic and Engineering | 52.37% | Wider Economic and Engineering | -100% | Wider Economic and Engineering | -100% | Wider Economic and Engineering | -100% | Wider Economic and Engineering | -100% | Wider Economic and Engineering | -100% | Wider Economic and Engineering | -100% | Wider Economic and Engineering | -100% | Wider Economic and Engineering | -100% | Wider Economic and Engineering | -100% | Wider Economic and Engineering | -100% | Wider Economic and Engineering | -100% | Wider Economic and Engineering | -100% | Wider Economic and Engineering | -100% | Wider Economic and Engineering | -100% | Wider Economic and Engineering | -100% | Wider Economic and Engineering | -100% | Wider Economic and Engineering | -100% | Wider Economic and Engineering | -100% | Wider Economic and Engineering | -100% | Wider Economic and Engineering | -100% | Wider Economic and Engineering | -100% | Wider Economic and Engineering | -100% | Wider Economic and Engineering | -100%
Category | Number | Description | Impact Level Difference | £ | Impact Level Difference | £ | Impact Level Difference | £ | Impact Level Difference | £ | Impact Level Difference | £ | Impact Level Difference | £ | Impact Level Difference | £ | Impact Level Difference | £ | Impact Level Difference | £ | Impact Level Difference | £ | Impact Level Difference | £ | Impact Level Difference | £ | Impact Level Difference | £ | Impact Level Difference | £ | Impact Level Difference | £ | Impact Level Difference | £ | Impact Level Difference | £ | Impact Level Difference | £ | Impact Level Difference | £ | Impact Level Difference | £ | Impact Level Difference | £ | Impact Level Difference | £ | Impact Level Difference | £ | Impact Level Difference | £ | Impact Level Difference | £ | Impact Level Difference | £ | Impact Level Difference | £ | Impact Level Difference | £ | Impact Level Difference | £
| Impact 1 | Decreased health and safety risk to marine vessel operators from cable snagging | Impact 1 | -3629.3663 | Impact 1 | 276.825 | Impact 1 | 496.84 | Impact 1 | 1244.8907 | Impact 1 | 389.7357 | Impact 1 | 352.0239 | Impact 1 | 3629.3663 | Impact 1 | 3629.3663 | Impact 1 | 3629.3663 | Impact 1 | 3629.3663 | Impact 1 | 3629.3663 | Impact 1 | 3629.3663 | Impact 1 | 3629.3663 | Impact 1 | 3629.3663 | Impact 1 | 3629.3663 | Impact 1 | 3629.3663 | Impact 1 | 3629.3663 | Impact 1 | 3629.3663 | Impact 1 | 3629.3663 | Impact 1 | 3629.3663 | Impact 1 | 3629.3663 | Impact 1 | 3629.3663 | Impact 1 | 3629.3663 | Impact 1 | 3629.3663 | Impact 1 | 3629.3663 | Impact 1 | 3629.3663 | Impact 1 | 3629.3663 | Impact 1 | 3629.3663 | Impact 1 | 3629.3663
| Impact 2 | Change in health and safety risk to cable laying vessel operators | Impact 2 | -777.7809 | Impact 2 | -159.6449 | Impact 2 | -161.1073 | Impact 2 | -166.0794 | Impact 2 | -337.1368 | Impact 2 | -623.0922 | Impact 2 | 777.7809 | Impact 2 | 777.7809 | Impact 2 | 777.7809 | Impact 2 | 777.7809 | Impact 2 | 777.7809 | Impact 2 | 777.7809 | Impact 2 | 777.7809 | Impact 2 | 777.7809 | Impact 2 | 777.7809 | Impact 2 | 777.7809 | Impact 2 | 777.7809 | Impact 2 | 777.7809 | Impact 2 | 777.7809 | Impact 2 | 777.7809 | Impact 2 | 777.7809 | Impact 2 | 777.7809 | Impact 2 | 777.7809 | Impact 2 | 777.7809 | Impact 2 | 777.7809 | Impact 2 | 777.7809 | Impact 2 | 777.7809 | Impact 2 | 777.7809 | Impact 2 | 777.7809
| Impact 3 | Increased health costs due to increase in fuel poverty rates | Impact 3 | -2690.6527 | Impact 3 | -899.4722 | Impact 3 | -902.5297 | Impact 3 | -912.9254 | Impact 3 | -1791.8624 | Impact 3 | -1652.6693 | Impact 3 | 2690.6527 | Impact 3 | 2690.6527 | Impact 3 | 2690.6527 | Impact 3 | 2690.6527 | Impact 3 | 2690.6527 | Impact 3 | 2690.6527 | Impact 3 | 2690.6527 | Impact 3 | 2690.6527 | Impact 3 | 2690.6527 | Impact 3 | 2690.6527 | Impact 3 | 2690.6527 | Impact 3 | 2690.6527 | Impact 3 | 2690.6527 | Impact 3 | 2690.6527 | Impact 3 | 2690.6527 | Impact 3 | 2690.6527 | Impact 3 | 2690.6527 | Impact 3 | 2690.6527 | Impact 3 | 2690.6527 | Impact 3 | 2690.6527 | Impact 3 | 2690.6527 | Impact 3 | 2690.6527 | Impact 3 | 2690.6527
| Impact 4 | Decreased damage costs to marine vessel operators from cable snagging | Impact 4 | -23890.1958 | Impact 4 | 2317.1868 | Impact 4 | 3765.4285 | Impact 4 | 8689.4504 | Impact 4 | 3614.8114 | Impact 4 | 2317.1868 | Impact 4 | 23890.1958 | Impact 4 | 23890.1958 | Impact 4 | 23890.1958 | Impact 4 | 23890.1958 | Impact 4 | 23890.1958 | Impact 4 | 23890.1958 | Impact 4 | 23890.1958 | Impact 4 | 23890.1958 | Impact 4 | 23890.1958 | Impact 4 | 23890.1958 | Impact 4 | 23890.1958 | Impact 4 | 23890.1958 | Impact 4 | 23890.1958 | Impact 4 | 23890.1958 | Impact 4 | 23890.1958 | Impact 4 | 23890.1958 | Impact 4 | 23890.1958 | Impact 4 | 23890.1958 | Impact 4 | 23890.1958 | Impact 4 | 23890.1958 | Impact 4 | 23890.1958 | Impact 4 | 23890.1958 | Impact 4 | 23890.1958
| Impact 5 | Decreased risk of energy outages for island communities due to lower fault rates | Impact 5 | -33.2046 | Impact 5 | 0 | Impact 5 | 0 | Impact 5 | 0 | Impact 5 | 0 | Impact 5 | 0 | Impact 5 | 33.2046 | Impact 5 | 33.2046 | Impact 5 | 33.2046 | Impact 5 | 33.2046 | Impact 5 | 33.2046 | Impact 5 | 33.2046 | Impact 5 | 33.2046 | Impact 5 | 33.2046 | Impact 5 | 33.2046 | Impact 5 | 33.2046 | Impact 5 | 33.2046 | Impact 5 | 33.2046 | Impact 5 | 33.2046 | Impact 5 | 33.2046 | Impact 5 | 33.2046 | Impact 5 | 33.2046 | Impact 5 | 33.2046 | Impact 5 | 33.2046 | Impact 5 | 33.2046 | Impact 5 | 33.2046 | Impact 5 | 33.2046 | Impact 5 | 33.2046 | Impact 5 | 33.2046
| Impact 6 | Increased distribution costs leading to lower renewable generation on islands and lower Gross Value Added (GVA) | Impact 6 | -332425.8597 | Impact 6 | 0 | Impact 6 | 0 | Impact 6 | 0 | Impact 6 | 0 | Impact 6 | 0 | Impact 6 | 332425.8597 | Impact 6 | 332425.8597 | Impact 6 | 332425.8597 | Impact 6 | 332425.8597 | Impact 6 | 332425.8597 | Impact 6 | 332425.8597 | Impact 6 | 332425.8597 | Impact 6 | 332425.8597 | Impact 6 | 332425.8597 | Impact 6 | 332425.8597 | Impact 6 | 332425.8597 | Impact 6 | 332425.8597 | Impact 6 | 332425.8597 | Impact 6 | 332425.8597 | Impact 6 | 332425.8597 | Impact 6 | 332425.8597 | Impact 6 | 332425.8597 | Impact 6 | 332425.8597 | Impact 6 | 332425.8597 | Impact 6 | 332425.8597 | Impact 6 | 332425.8597 | Impact 6 | 332425.8597 | Impact 6 | 332425.8597
| Impact 7 | Increased cost of fuel poverty eradication programme due to higher fuel bills | Impact 7 | -73692.4494 | Impact 7 | -24635.0082 | Impact 7 | -24718.7491 | Impact 7 | -25003.4681 | Impact 7 | -49076.0413 | Impact 7 | -45263.7827 | Impact 7 | 73692.4494 | Impact 7 | 73692.4494 | Impact 7 | 73692.4494 | Impact 7 | 73692.4494 | Impact 7 | 73692.4494 | Impact 7 | 73692.4494 | Impact 7 | 73692.4494 | Impact 7 | 73692.4494 | Impact 7 | 73692.4494 | Impact 7 | 73692.4494 | Impact 7 | 73692.4494 | Impact 7 | 73692.4494 | Impact 7 | 73692.4494 | Impact 7 | 73692.4494 | Impact 7 | 73692.4494 | Impact 7 | 73692.4494 | Impact 7 | 73692.4494 | Impact 7 | 73692.4494 | Impact 7 | 73692.4494 | Impact 7 | 73692.4494 | Impact 7 | 73692.4494 | Impact 7 | 73692.4494 | Impact 7 | 73692.4494
| Impact 8 | Increased cost to fishing operators due to loss of access to fishing grounds during cable installation | Impact 8 | -4671668.5611 | Impact 8 | -40561.1869 | Impact 8 | -40603.5895 | Impact 8 | -40747.7583 | Impact 8 | -85951.7236 | Impact 8 | -78947.9643 | Impact 8 | 4671668.5611 | Impact 8 | 4671668.5611 | Impact 8 | 4671668.5611 | Impact 8 | 4671668.5611 | Impact 8 | 4671668.5611 | Impact 8 | 4671668.5611 | Impact 8 | 4671668.5611 | Impact 8 | 4671668.5611 | Impact 8 | 4671668.5611 | Impact 8 | 4671668.5611 | Impact 8 | 4671668.5611 | Impact 8 | 4671668.5611 | Impact 8 | 4671668.5611 | Impact 8 | 4671668.5611 | Impact 8 | 4671668.5611 | Impact 8 | 4671668.5611 | Impact 8 | 4671668.5611 | Impact 8 | 4671668.5611 | Impact 8 | 4671668.5611 | Impact 8 | 4671668.5611 | Impact 8 | 4671668.5611 | Impact 8 | 4671668.5611 | Impact 8 | 4671668.5611
| Impact 9 | Decreased risk of energy outages for renewable generators due to lower fault rates | Impact 9 | -165.9231 | Impact 9 | 0 | Impact 9 | 0 | Impact 9 | 0 | Impact 9 | 0 | Impact 9 | 0 | Impact 9 | 165.9231 | Impact 9 | 165.9231 | Impact 9 | 165.9231 | Impact 9 | 165.9231 | Impact 9 | 165.9231 | Impact 9 | 165.9231 | Impact 9 | 165.9231 | Impact 9 | 165.9231 | Impact 9 | 165.9231 | Impact 9 | 165.9231 | Impact 9 | 165.9231 | Impact 9 | 165.9231 | Impact 9 | 165.9231 | Impact 9 | 165.9231 | Impact 9 | 165.9231 | Impact 9 | 165.9231 | Impact 9 | 165.9231 | Impact 9 | 165.9231 | Impact 9 | 165.9231 | Impact 9 | 165.9231 | Impact 9 | 165.9231 | Impact 9 | 165.9231 | Impact 9 | 165.9231
| Impact 10 | Increased distribution costs leading to lower renewable generation on islands and higher Greenhouse Gas (GHG) emissions | Impact 10 | -234483.1944 | Impact 10 | 0 | Impact 10 | 0 | Impact 10 | 0 | Impact 10 | 0 | Impact 10 | 0 | Impact 10 | 234483.1944 | Impact 10 | 234483.1944 | Impact 10 | 234483.1944 | Impact 10 | 234483.1944 | Impact 10 | 234483.1944 | Impact 10 | 234483.1944 | Impact 10 | 234483.1944 | Impact 10 | 234483.1944 | Impact 10 | 234483.1944 | Impact 10 | 234483.1944 | Impact 10 | 234483.1944 | Impact 10 | 234483.1944 | Impact 10 | 234483.1944 | Impact 10 | 234483.1944 | Impact 10 | 234483.1944 | Impact 10 | 234483.1944 | Impact 10 | 234483.1944 | Impact 10 | 234483.1944 | Impact 10 | 234483.1944 | Impact 10 | 234483.1944 | Impact 10 | 234483.1944 | Impact 10 | 234483.1944 | Impact 10 | 234483.1944
| Impact 11 | Change in GHG emissions from use of backup diesel generators | Impact 11 | -8767.6269 | Impact 11 | -6401.5198 | Impact 11 | -6408.2119 | Impact 11 | -6430.9652 | Impact 11 | -13565.2258 | Impact 11 | -12459.866 | Impact 11 | 8767.6269 | Impact 11 | 8767.6269 | Impact 11 | 8767.6269 | Impact 11 | 8767.6269 | Impact 11 | 8767.6269 | Impact 11 | 8767.6269 | Impact 11 | 8767.6269 | Impact 11 | 8767.6269 | Impact 11 | 8767.6269 | Impact 11 | 8767.6269 | Impact 11 | 8767.6269 | Impact 11 | 8767.6269 | Impact 11 | 8767.6269 | Impact 11 | 8767.6269 | Impact 11 | 8767.6269 | Impact 11 | 8767.6269 | Impact 11 | 8767.6269 | Impact 11 | 8767.6269 | Impact 11 | 8767.6269 | Impact 11 | 8767.6269 | Impact 11 | 8767.6269 | Impact 11 | 8767.6269 | Impact 11 | 8767.6269
| Impact 12 | Change in costs to seabed and marine environment | Impact 12 | -47.0378 | Impact 12 | -49.8756 | Impact 12 | -67.6883 | Impact 12 | -128.2516 | Impact 12 | -89.7761 | Impact 12 | -57.0007 | Impact 12 | 47.0378 | Impact 12 | 47.0378 | Impact 12 | 47.0378 | Impact 12 | 47.0378 | Impact 12 | 47.0378 | Impact 12 | 47.0378 | Impact 12 | 47.0378 | Impact 12 | 47.0378 | Impact 12 | 47.0378 | Impact 12 | 47.0378 | Impact 12 | 47.0378 | Impact 12 | 47.0378 | Impact 12 | 47.0378 | Impact 12 | 47.0378 | Impact 12 | 47.0378 | Impact 12 | 47.0378 | Impact 12 | 47.0378 | Impact 12 | 47.0378 | Impact 12 | 47.0378 | Impact 12 | 47.0378 | Impact 12 | 47.0378 | Impact 12 | 47.0378 | Impact 12 | 47.0378
| Impact 13 | Increased installation costs associated with protection | Impact 13 | -2192926.7934 | Impact 13 | -733084.1883 | Impact 13 | -735576.135 | Impact 13 | -744048.7535 | Impact 13 | -1460396.1013 | Impact 13 | -1346951.5892 | Impact 13 | 2192926.7934 | Impact 13 | 2192926.7934 | Impact 13 | 2192926.7934 | Impact 13 | 2192926.7934 | Impact 13 | 2192926.7934 | Impact 13 | 2192926.7934 | Impact 13 | 2192926.7934 | Impact 13 | 2192926.7934 | Impact 13 | 2192926.7934 | Impact 13 | 2192926.7934 | Impact 13 | 2192926.7934 | Impact 13 | 2192926.7934 | Impact 13 | 2192926.7934 | Impact 13 | 2192926.7934 | Impact 13 | 2192926.7934 | Impact 13 | 2192926.7934 | Impact 13 | 2192926.7934 | Impact 13 | 2192926.7934 | Impact 13 | 2192926.7934 | Impact 13 | 2192926.7934 | Impact 13 | 2192926.7934 | Impact 13 | 2192926.7934 | Impact 13 | 2192926.7934
| Impact 14 | Change in repair costs | Impact 14 | -1395188.3694 | Impact 14 | -245688.2603 | Impact 14 | -248081.5659 | Impact 14 | -256218.805 | Impact 14 | -465439.0693 | Impact 14 | -785466.4967 | Impact 14 | 1395188.3694 | Impact 14 | 1395188.3694 | Impact 14 | 1395188.3694 | Impact 14 | 1395188.3694 | Impact 14 | 1395188.3694 | Impact 14 | 1395188.3694 | Impact 14 | 1395188.3694 | Impact 14 | 1395188.3694 | Impact 14 | 1395188.3694 | Impact 14 | 1395188.3694 | Impact 14 | 1395188.3694 | Impact 14 | 1395188.3694 | Impact 14 | 1395188.3694 | Impact 14 | 1395188.3694 | Impact 14 | 1395188.3694 | Impact 14 | 1395188.3694 | Impact 14 | 1395188.3694 | Impact 14 | 1395188.3694 | Impact 14 | 1395188.3694 | Impact 14 | 1395188.3694 | Impact 14 | 1395188.3694 | Impact 14 | 1395188.3694 | Impact 14 | 1395188.3694
| Impact 15 | Increased cost of decommissioning associated with protection | Impact 15 | -615382.0452 | Impact 15 | -26256.7081 | Impact 15 | -27612.8771 | Impact 15 | -32223.852 | Impact 15 | -32790.108 | Impact 15 | -319852.3533 | Impact 15 | 615382.0452 | Impact 15 | 615382.0452 | Impact 15 | 615382.0452 | Impact 15 | 615382.0452 | Impact 15 | 615382.0452 | Impact 15 | 615382.0452 | Impact 15 | 615382.0452 | Impact 15 | 615382.0452 | Impact 15 | 615382.0452 | Impact 15 | 615382.0452 | Impact 15 | 615382.0452 | Impact 15 | 615382.0452 | Impact 15 | 615382.0452 | Impact 15 | 615382.0452 | Impact 15 | 615382.0452 | Impact 15 | 615382.0452 | Impact 15 | 615382.0452 | Impact 15 | 615382.0452 | Impact 15 | 615382.0452 | Impact 15 | 615382.0452 | Impact 15 | 615382.0452 | Impact 15 | 615382.0452 | Impact 15 | 615382.0452
| Impact 16 | Decreased risk of outage charges due to lower fault rates | Impact 16 | -71.0678 | Impact 16 | 0 | Impact 16 | 0 | Impact 16 | 0 | Impact 16 | 0 | Impact 16 | 0 | Impact 16 | 71.0678 | Impact 16 | 71.0678 | Impact 16 | 71.0678 | Impact 16 | 71.0678 | Impact 16 | 71.0678 | Impact 16 | 71.0678 | Impact 16 | 71.0678 | Impact 16 | 71.0678 | Impact 16 | 71.0678 | Impact 16 | 71.0678 | Impact 16 | 71.0678 | Impact 16 | 71.0678 | Impact 16 | 71.0678 | Impact 16 | 71.0678 | Impact 16 | 71.0678 | Impact 16 | 71.0678 | Impact 16 | 71.0678 | Impact 16 | 71.0678 | Impact 16 | 71.0678 | Impact 16 | 71.0678 | Impact 16 | 71.0678 | Impact 16 | 71.0678 | Impact 16 | 71.0678
| Impact 17 | Increased cost of maintenance surveys associated with protection | Impact 17 | -494286.8037 | Impact 17 | 0 | Impact 17 | 0 | Impact 17 | 0 | Impact 17 | 0 | Impact 17 | 0 | Impact 17 | 494286.8037 | Impact 17 | 494286.8037 | Impact 17 | 494286.8037 | Impact 17 | 494286.8037 | Impact 17 | 494286.8037 | Impact 17 | 494286.8037 | Impact 17 | 494286.8037 | Impact 17 | 494286.8037 | Impact 17 | 494286.8037 | Impact 17 | 494286.8037 | Impact 17 | 494286.8037 | Impact 17 | 494286.8037 | Impact 17 | 494286.8037 | Impact 17 | 494286.8037 | Impact 17 | 494286.8037 | Impact 17 | 494286.8037 | Impact 17 | 494286.8037 | Impact 17 | 494286.8037 | Impact 17 | 494286.8037 | Impact 17 | 494286.8037 | Impact 17 | 494286.8037 | Impact 17 | 494286.8037 | Impact 17 | 494286.8037
| Impact 18 | Change in use costs of using backup diesel generators | Impact 18 | -8989.2321 | Impact 18 | -6563.3207 | Impact 18 | -6570.182 | Impact 18 | -6593.5103 | Impact 18 | -13908.0921 | Impact 18 | -12774.794 | Impact 18 | 8989.2321 | Impact 18 | 8989.2321 | Impact 18 | 8989.2321 | Impact 18 | 8989.2321 | Impact 18 | 8989.2321 | Impact 18 | 8989.2321 | Impact 18 | 8989.2321 | Impact 18 | 8989.2321 | Impact 18 | 8989.2321 | Impact 18 | 8989.2321 | Impact 18 | 8989.2321 | Impact 18 | 8989.2321 | Impact 18 | 8989.2321 | Impact 18 | 8989.2321 | Impact 18 | 8989.2321 | Impact 18 | 8989.2321 | Impact 18 | 8989.2321 | Impact 18 | 8989.2321 | Impact 18 | 8989.2321 | Impact 18 | 8989.2321 | Impact 18 | 8989.2321 | Impact 18 | 8989.2321 | Impact 18 | 8989.2321
| 0 | Net Present Value (NPV) | Impact Level Difference | % | Impact Level Difference | % | Impact Level Difference | % | Impact Level Difference | % | Impact Level Difference | % | Impact Level Difference | % | Impact Level Difference | % | Impact Level Difference | % | Impact Level Difference | % | Impact Level Difference | % | Impact Level Difference | % | Impact Level Difference | % | Impact Level Difference | % | Impact Level Difference | % | Impact Level Difference | % | Impact Level Difference | % | Impact Level Difference | % | Impact Level Difference | % | Impact Level Difference | % | Impact Level Difference | % | Impact Level Difference | % | Impact Level Difference | % | Impact Level Difference | % | Impact Level Difference | % | Impact Level Difference | % | Impact Level Difference | % | Impact Level Difference | % | Impact Level Difference | % | Impact Level Difference | %
| Impact 1 | Decreased health and safety risk to marine vessel operators from cable snagging | Impact 1 | 100% | Impact 1 | -7.627% | Impact 1 | -13.69% | Impact 1 | -34.3% | Impact 1 | -10.74% | Impact 1 | -9.699% | Impact 1 | -100% | Impact 1 | -100% | Impact 1 | -100% | Impact 1 | -100% | Impact 1 | -100% | Impact 1 | -100% | Impact 1 | -100% | Impact 1 | -100% | Impact 1 | -100% | Impact 1 | -100% | Impact 1 | -100% | Impact 1 | -100% | Impact 1 | -100% | Impact 1 | -100% | Impact 1 | -100% | Impact 1 | -100% | Impact 1 | -100% | Impact 1 | -100% | Impact 1 | -100% | Impact 1 | -100% | Impact 1 | -100% | Impact 1 | -100% | Impact 1 | -100%
| Impact 2 | Change in health and safety risk to cable laying vessel operators | Impact 2 | 100% | Impact 2 | 20.53% | Impact 2 | 20.71% | Impact 2 | 21.35% | Impact 2 | 43.35% | Impact 2 | 80.11% | Impact 2 | -100% | Impact 2 | -100% | Impact 2 | -100% | Impact 2 | -100% | Impact 2 | -100% | Impact 2 | -100% | Impact 2 | -100% | Impact 2 | -100% | Impact 2 | -100% | Impact 2 | -100% | Impact 2 | -100% | Impact 2 | -100% | Impact 2 | -100% | Impact 2 | -100% | Impact 2 | -100% | Impact 2 | -100% | Impact 2 | -100% | Impact 2 | -100% | Impact 2 | -100% | Impact 2 | -100% | Impact 2 | -100% | Impact 2 | -100% | Impact 2 | -100%
| Impact 3 | Increased health costs due to increase in fuel poverty rates | Impact 3 | 100% | Impact 3 | 33.43% | Impact 3 | 33.54% | Impact 3 | 33.93% | Impact 3 | 66.6% | Impact 3 | 61.42% | Impact 3 | -100% | Impact 3 | -100% | Impact 3 | -100% | Impact 3 | -100% | Impact 3 | -100% | Impact 3 | -100% | Impact 3 | -100% | Impact 3 | -100% | Impact 3 | -100% | Impact 3 | -100% | Impact 3 | -100% | Impact 3 | -100% | Impact 3 | -100% | Impact 3 | -100% | Impact 3 | -100% | Impact 3 | -100% | Impact 3 | -100% | Impact 3 | -100% | Impact 3 | -100% | Impact 3 | -100% | Impact 3 | -100% | Impact 3 | -100% | Impact 3 | -100%
| Impact 4 | Decreased damage costs to marine vessel operators from cable snagging | Impact 4 | 100% | Impact 4 | -9.699% | Impact 4 | -15.76% | Impact 4 | -36.37% | Impact 4 | -15.13% | Impact 4 | -9.699% | Impact 4 | -100% | Impact 4 | -100% | Impact 4 | -100% | Impact 4 | -100% | Impact 4 | -100% | Impact 4 | -100% | Impact 4 | -100% | Impact 4 | -100% | Impact 4 | -100% | Impact 4 | -100% | Impact 4 | -100% | Impact 4 | -100% | Impact 4 | -100% | Impact 4 | -100% | Impact 4 | -100% | Impact 4 | -100% | Impact 4 | -100% | Impact 4 | -100% | Impact 4 | -100% | Impact 4 | -100% | Impact 4 | -100% | Impact 4 | -100% | Impact 4 | -100%
| Impact 5 | Decreased risk of energy outages for island communities due to lower fault rates | Impact 5 | 100% | Impact 5 | 0% | Impact 5 | 0% | Impact 5 | 0% | Impact 5 | 0% | Impact 5 | 0% | Impact 5 | -100% | Impact 5 | -100% | Impact 5 | -100% | Impact 5 | -100% | Impact 5 | -100% | Impact 5 | -100% | Impact 5 | -100% | Impact 5 | -100% | Impact 5 | -100% | Impact 5 | -100% | Impact 5 | -100% | Impact 5 | -100% | Impact 5 | -100% | Impact 5 | -100% | Impact 5 | -100% | Impact 5 | -100% | Impact 5 | -100% | Impact 5 | -100% | Impact 5 | -100% | Impact 5 | -100% | Impact 5 | -100% | Impact 5 | -100% | Impact 5 | -100%
| Impact 6 | Increased distribution costs leading to lower renewable generation on islands and lower Gross Value Added (GVA) | Impact 6 | 100% | Impact 6 | 0% | Impact 6 | 0% | Impact 6 | 0% | Impact 6 | 0% | Impact 6 | 0% | Impact 6 | -100% | Impact 6 | -100% | Impact 6 | -100% | Impact 6 | -100% | Impact 6 | -100% | Impact 6 | -100% | Impact 6 | -100% | Impact 6 | -100% | Impact 6 | -100% | Impact 6 | -100% | Impact 6 | -100% | Impact 6 | -100% | Impact 6 | -100% | Impact 6 | -100% | Impact 6 | -100% | Impact 6 | -100% | Impact 6 | -100% | Impact 6 | -100% | Impact 6 | -100% | Impact 6 | -100% | Impact 6 | -100% | Impact 6 | -100% | Impact 6 | -100%
| Impact 7 | Increased cost of fuel poverty eradication programme due to higher fuel bills | Impact 7 | 100% | Impact 7 | 33.43% | Impact 7 | 33.54% | Impact 7 | 33.93% | Impact 7 | 66.6% | Impact 7 | 61.42% | Impact 7 | -100% | Impact 7 | -100% | Impact 7 | -100% | Impact 7 | -100% | Impact 7 | -100% | Impact 7 | -100% | Impact 7 | -100% | Impact 7 | -100% | Impact 7 | -100% | Impact 7 | -100% | Impact 7 | -100% | Impact 7 | -100% | Impact 7 | -100% | Impact 7 | -100% | Impact 7 | -100% | Impact 7 | -100% | Impact 7 | -100% | Impact 7 | -100% | Impact 7 | -100% | Impact 7 | -100% | Impact 7 | -100% | Impact 7 | -100% | Impact 7 | -100%
| Impact 8 | Increased cost to fishing operators due to loss of access to fishing grounds during cable installation | Impact 8 | 100% | Impact 8 | 0.8682% | Impact 8 | 0.8691% | Impact 8 | 0.8722% | Impact 8 | 1.84% | Impact 8 | 1.69% | Impact 8 | -100% | Impact 8 | -100% | Impact 8 | -100% | Impact 8 | -100% | Impact 8 | -100% | Impact 8 | -100% | Impact 8 | -100% | Impact 8 | -100% | Impact 8 | -100% | Impact 8 | -100% | Impact 8 | -100% | Impact 8 | -100% | Impact 8 | -100% | Impact 8 | -100% | Impact 8 | -100% | Impact 8 | -100% | Impact 8 | -100% | Impact 8 | -100% | Impact 8 | -100% | Impact 8 | -100% | Impact 8 | -100% | Impact 8 | -100% | Impact 8 | -100%
| Impact 9 | Decreased risk of energy outages for renewable generators due to lower fault rates | Impact 9 | 100% | Impact 9 | 0% | Impact 9 | 0% | Impact 9 | 0% | Impact 9 | 0% | Impact 9 | 0% | Impact 9 | -100% | Impact 9 | -100% | Impact 9 | -100% | Impact 9 | -100% | Impact 9 | -100% | Impact 9 | -100% | Impact 9 | -100% | Impact 9 | -100% | Impact 9 | -100% | Impact 9 | -100% | Impact 9 | -100% | Impact 9 | -100% | Impact 9 | -100% | Impact 9 | -100% | Impact 9 | -100% | Impact 9 | -100% | Impact 9 | -100% | Impact 9 | -100% | Impact 9 | -100% | Impact 9 | -100% | Impact 9 | -100% | Impact 9 | -100% | Impact 9 | -100%
| Impact 10 | Increased distribution costs leading to lower renewable generation on islands and higher Greenhouse Gas (GHG) emissions | Impact 10 | 100% | Impact 10 | 0% | Impact 10 | 0% | Impact 10 | 0% | Impact 10 | 0% | Impact 10 | 0% | Impact 10 | -100% | Impact 10 | -100% | Impact 10 | -100% | Impact 10 | -100% | Impact 10 | -100% | Impact 10 | -100% | Impact 10 | -100% | Impact 10 | -100% | Impact 10 | -100% | Impact 10 | -100% | Impact 10 | -100% | Impact 10 | -100% | Impact 10 | -100% | Impact 10 | -100% | Impact 10 | -100% | Impact 10 | -100% | Impact 10 | -100% | Impact 10 | -100% | Impact 10 | -100% | Impact 10 | -100% | Impact 10 | -100% | Impact 10 | -100% | Impact 10 | -100%
| Impact 11 | Change in GHG emissions from use of backup diesel generators | Impact 11 | 100% | Impact 11 | 73.01% | Impact 11 | 73.09% | Impact 11 | 73.35% | Impact 11 | 154.7% | Impact 11 | 142.1% | Impact 11 | -100% | Impact 11 | -100% | Impact 11 | -100% | Impact 11 | -100% | Impact 11 | -100% | Impact 11 | -100% | Impact 11 | -100% | Impact 11 | -100% | Impact 11 | -100% | Impact 11 | -100% | Impact 11 | -100% | Impact 11 | -100% | Impact 11 | -100% | Impact 11 | -100% | Impact 11 | -100% | Impact 11 | -100% | Impact 11 | -100% | Impact 11 | -100% | Impact 11 | -100% | Impact 11 | -100% | Impact 11 | -100% | Impact 11 | -100% | Impact 11 | -100%
| Impact 12 | Change in costs to seabed and marine environment | Impact 12 | 100% | Impact 12 | 106% | Impact 12 | 143.9% | Impact 12 | 272.7% | Impact 12 | 190.9% | Impact 12 | 121.2% | Impact 12 | -100% | Impact 12 | -100% | Impact 12 | -100% | Impact 12 | -100% | Impact 12 | -100% | Impact 12 | -100% | Impact 12 | -100% | Impact 12 | -100% | Impact 12 | -100% | Impact 12 | -100% | Impact 12 | -100% | Impact 12 | -100% | Impact 12 | -100% | Impact 12 | -100% | Impact 12 | -100% | Impact 12 | -100% | Impact 12 | -100% | Impact 12 | -100% | Impact 12 | -100% | Impact 12 | -100% | Impact 12 | -100% | Impact 12 | -100% | Impact 12 | -100%
| Impact 13 | Increased installation costs associated with protection | Impact 13 | 100% | Impact 13 | 33.43% | Impact 13 | 33.54% | Impact 13 | 33.93% | Impact 13 | 66.6% | Impact 13 | 61.42% | Impact 13 | -100% | Impact 13 | -100% | Impact 13 | -100% | Impact 13 | -100% | Impact 13 | -100% | Impact 13 | -100% | Impact 13 | -100% | Impact 13 | -100% | Impact 13 | -100% | Impact 13 | -100% | Impact 13 | -100% | Impact 13 | -100% | Impact 13 | -100% | Impact 13 | -100% | Impact 13 | -100% | Impact 13 | -100% | Impact 13 | -100% | Impact 13 | -100% | Impact 13 | -100% | Impact 13 | -100% | Impact 13 | -100% | Impact 13 | -100% | Impact 13 | -100%
| Impact 14 | Change in repair costs | Impact 14 | 100% | Impact 14 | 17.61% | Impact 14 | 17.78% | Impact 14 | 18.36% | Impact 14 | 33.36% | Impact 14 | 56.3% | Impact 14 | -100% | Impact 14 | -100% | Impact 14 | -100% | Impact 14 | -100% | Impact 14 | -100% | Impact 14 | -100% | Impact 14 | -100% | Impact 14 | -100% | Impact 14 | -100% | Impact 14 | -100% | Impact 14 | -100% | Impact 14 | -100% | Impact 14 | -100% | Impact 14 | -100% | Impact 14 | -100% | Impact 14 | -100% | Impact 14 | -100% | Impact 14 | -100% | Impact 14 | -100% | Impact 14 | -100% | Impact 14 | -100% | Impact 14 | -100% | Impact 14 | -100%
| Impact 15 | Increased cost of decommissioning associated with protection | Impact 15 | 100% | Impact 15 | 4.267% | Impact 15 | 4.487% | Impact 15 | 5.236% | Impact 15 | 5.328% | Impact 15 | 51.98% | Impact 15 | -100% | Impact 15 | -100% | Impact 15 | -100% | Impact 15 | -100% | Impact 15 | -100% | Impact 15 | -100% | Impact 15 | -100% | Impact 15 | -100% | Impact 15 | -100% | Impact 15 | -100% | Impact 15 | -100% | Impact 15 | -100% | Impact 15 | -100% | Impact 15 | -100% | Impact 15 | -100% | Impact 15 | -100% | Impact 15 | -100% | Impact 15 | -100% | Impact 15 | -100% | Impact 15 | -100% | Impact 15 | -100% | Impact 15 | -100% | Impact 15 | -100%
| Impact 16 | Decreased risk of outage charges due to lower fault rates | Impact 16 | 100% | Impact 16 | 0% | Impact 16 | 0% | Impact 16 | 0% | Impact 16 | 0% | Impact 16 | 0% | Impact 16 | -100% | Impact 16 | -100% | Impact 16 | -100% | Impact 16 | -100% | Impact 16 | -100% | Impact 16 | -100% | Impact 16 | -100% | Impact 16 | -100% | Impact 16 | -100% | Impact 16 | -100% | Impact 16 | -100% | Impact 16 | -100% | Impact 16 | -100% | Impact 16 | -100% | Impact 16 | -100% | Impact 16 | -100% | Impact 16 | -100% | Impact 16 | -100% | Impact 16 | -100% | Impact 16 | -100% | Impact 16 | -100% | Impact 16 | -100% | Impact 16 | -100%
| Impact 17 | Increased cost of maintenance surveys associated with protection | Impact 17 | 100% | Impact 17 | 0% | Impact 17 | 0% | Impact 17 | 0% | Impact 17 | 0% | Impact 17 | 0% | Impact 17 | -100% | Impact 17 | -100% | Impact 17 | -100% | Impact 17 | -100% | Impact 17 | -100% | Impact 17 | -100% | Impact 17 | -100% | Impact 17 | -100% | Impact 17 | -100% | Impact 17 | -100% | Impact 17 | -100% | Impact 17 | -100% | Impact 17 | -100% | Impact 17 | -100% | Impact 17 | -100% | Impact 17 | -100% | Impact 17 | -100% | Impact 17 | -100% | Impact 17 | -100% | Impact 17 | -100% | Impact 17 | -100% | Impact 17 | -100% | Impact 17 | -100%
| Impact 18 | Change in use costs of using backup diesel generators | Impact 18 | 100% | Impact 18 | 73.01% | Impact 18 | 73.09% | Impact 18 | 73.35% | Impact 18 | 154.7% | Impact 18 | 142.1% | Impact 18 | -100% | Impact 18 | -100% | Impact 18 | -100% | Impact 18 | -100% | Impact 18 | -100% | Impact 18 | -100% | Impact 18 | -100% | Impact 18 | -100% | Impact 18 | -100% | Impact 18 | -100% | Impact 18 | -100% | Impact 18 | -100% | Impact 18 | -100% | Impact 18 | -100% | Impact 18 | -100% | Impact 18 | -100% | Impact 18 | -100% | Impact 18 | -100% | Impact 18 | -100% | Impact 18 | -100% | Impact 18 | -100% | Impact 18 | -100% | Impact 18 | -100%

## Phase 3
Length | #REF! | 0 |  | Surface lay | Option 3A |  | Option 3B |  | Option 3C |  | Option 3D |  | Option 3E |  | Option 3F |  | Option 3G |  | Option 3H |  | Option 3I |  | Option 3J
Category | Number | Description |  | No protection | Proposed | Net Change | Proposed | Net Change | Proposed | Net Change | Proposed | Net Change | Proposed | Net Change | Proposed | Net Change | Proposed | Net Change | Proposed | Net Change | Proposed | Net Change | Proposed | Net Change | Proposed | Net Change | Proposed | Net Change | Proposed | Net Change | Proposed | Net Change | Proposed | Net Change | Proposed | Net Change | Proposed | Net Change | Proposed | Net Change | Proposed | Net Change | Proposed | Net Change | Proposed | Net Change | Proposed | Net Change | Proposed | Net Change | Proposed | Net Change | Hidden Rows
l | Impact 1 | Decreased health and safety risk to marine vessel operators from cable snagging |  | -3629.3663 | -3453.3544 | 176.0119 | -2485.2887 | 1144.0776 | -2384.4756 | 1244.8907 | -3453.3544 | 176.0119 | -3629.3663 | 0 |  | 3629.3663 |  | 3629.3663 |  | 3629.3663 |  | 3629.3663 |  | 3629.3663 |  | 3629.3663 |  | 3629.3663 |  | 3629.3663 |  | 3629.3663 |  | 3629.3663 |  | 3629.3663 |  | 3629.3663 |  | 3629.3663 |  | 3629.3663 |  | 3629.3663 |  | 3629.3663 |  | 3629.3663 |  | 3629.3663 |  | 3629.3663
l | Impact 2 | Change in health and safety risk to cable laying vessel operators |  | -777.7809 | -524.8963 | 252.8846 | -528.3147 | 249.4662 | -683.4993 | 94.2816 | -784.0928 | -6.3119 | -524.2748 | 253.5061 |  | 777.7809 |  | 777.7809 |  | 777.7809 |  | 777.7809 |  | 777.7809 |  | 777.7809 |  | 777.7809 |  | 777.7809 |  | 777.7809 |  | 777.7809 |  | 777.7809 |  | 777.7809 |  | 777.7809 |  | 777.7809 |  | 777.7809 |  | 777.7809 |  | 777.7809 |  | 777.7809 |  | 777.7809
l | Impact 3 | Increased health costs due to increase in fuel poverty rates |  | -2690.6527 | -2720.2685 | -29.6158 | -2733.7217 | -43.069 | -3603.5781 | -912.9254 | -3519.6753 | -829.0226 | -2690.6527 | 0 |  | 2690.6527 |  | 2690.6527 |  | 2690.6527 |  | 2690.6527 |  | 2690.6527 |  | 2690.6527 |  | 2690.6527 |  | 2690.6527 |  | 2690.6527 |  | 2690.6527 |  | 2690.6527 |  | 2690.6527 |  | 2690.6527 |  | 2690.6527 |  | 2690.6527 |  | 2690.6527 |  | 2690.6527 |  | 2690.6527 |  | 2690.6527
l | Impact 4 | Decreased damage costs to marine vessel operators from cable snagging |  | -23890.1958 | -22731.6024 | 1158.5934 | -16359.3387 | 7530.8571 | -15200.7453 | 8689.4504 | -22731.6024 | 1158.5934 | -23890.1958 | 0 |  | 23890.1958 |  | 23890.1958 |  | 23890.1958 |  | 23890.1958 |  | 23890.1958 |  | 23890.1958 |  | 23890.1958 |  | 23890.1958 |  | 23890.1958 |  | 23890.1958 |  | 23890.1958 |  | 23890.1958 |  | 23890.1958 |  | 23890.1958 |  | 23890.1958 |  | 23890.1958 |  | 23890.1958 |  | 23890.1958 |  | 23890.1958
l | Impact 5 | Decreased risk of energy outages for island communities due to lower fault rates |  | -33.2046 | -26.9984 | 6.2062 | -26.9984 | 6.2062 | -26.9984 | 6.2062 | -33.2046 | 0 | -26.9984 | 6.2062 |  | 33.2046 |  | 33.2046 |  | 33.2046 |  | 33.2046 |  | 33.2046 |  | 33.2046 |  | 33.2046 |  | 33.2046 |  | 33.2046 |  | 33.2046 |  | 33.2046 |  | 33.2046 |  | 33.2046 |  | 33.2046 |  | 33.2046 |  | 33.2046 |  | 33.2046 |  | 33.2046 |  | 33.2046
l | Impact 6 | Increased distribution costs leading to lower renewable generation on islands and lower Gross Value Added (GVA) |  | -332425.8597 | -332425.8597 | 0 | -332425.8597 | 0 | -332425.8597 | 0 | -332425.8597 | 0 | -332425.8597 | 0 |  | 332425.8597 |  | 332425.8597 |  | 332425.8597 |  | 332425.8597 |  | 332425.8597 |  | 332425.8597 |  | 332425.8597 |  | 332425.8597 |  | 332425.8597 |  | 332425.8597 |  | 332425.8597 |  | 332425.8597 |  | 332425.8597 |  | 332425.8597 |  | 332425.8597 |  | 332425.8597 |  | 332425.8597 |  | 332425.8597 |  | 332425.8597
l | Impact 7 | Increased cost of fuel poverty eradication programme due to higher fuel bills |  | -73692.4494 | -74503.5766 | -811.1272 | -74872.0366 | -1179.5872 | -98695.9175 | -25003.4681 | -96397.9648 | -22705.5154 | -73692.4494 | 0 |  | 73692.4494 |  | 73692.4494 |  | 73692.4494 |  | 73692.4494 |  | 73692.4494 |  | 73692.4494 |  | 73692.4494 |  | 73692.4494 |  | 73692.4494 |  | 73692.4494 |  | 73692.4494 |  | 73692.4494 |  | 73692.4494 |  | 73692.4494 |  | 73692.4494 |  | 73692.4494 |  | 73692.4494 |  | 73692.4494 |  | 73692.4494
l | Impact 8 | Increased cost to fishing operators due to loss of access to fishing grounds during cable installation |  | -4671668.5611 | -4671702.4832 | -33.9221 | -4671889.0545 | -220.4935 | -4712416.3194 | -40747.7583 | -4673071.4874 | -1402.9264 | -4671668.5611 | 0 |  | 4671668.5611 |  | 4671668.5611 |  | 4671668.5611 |  | 4671668.5611 |  | 4671668.5611 |  | 4671668.5611 |  | 4671668.5611 |  | 4671668.5611 |  | 4671668.5611 |  | 4671668.5611 |  | 4671668.5611 |  | 4671668.5611 |  | 4671668.5611 |  | 4671668.5611 |  | 4671668.5611 |  | 4671668.5611 |  | 4671668.5611 |  | 4671668.5611 |  | 4671668.5611
l | Impact 9 | Decreased risk of energy outages for renewable generators due to lower fault rates |  | -165.9231 | -134.9107 | 31.0124 | -134.9107 | 31.0124 | -134.9107 | 31.0124 | -165.9231 | 0 | -134.9107 | 31.0124 |  | 165.9231 |  | 165.9231 |  | 165.9231 |  | 165.9231 |  | 165.9231 |  | 165.9231 |  | 165.9231 |  | 165.9231 |  | 165.9231 |  | 165.9231 |  | 165.9231 |  | 165.9231 |  | 165.9231 |  | 165.9231 |  | 165.9231 |  | 165.9231 |  | 165.9231 |  | 165.9231 |  | 165.9231
l | Impact 10 | Increased distribution costs leading to lower renewable generation on islands and higher Greenhouse Gas (GHG) emissions |  | -234483.1944 | -234483.1944 | 0 | -234483.1944 | 0 | -234483.1944 | 0 | -234483.1944 | 0 | -234483.1944 | 0 |  | 234483.1944 |  | 234483.1944 |  | 234483.1944 |  | 234483.1944 |  | 234483.1944 |  | 234483.1944 |  | 234483.1944 |  | 234483.1944 |  | 234483.1944 |  | 234483.1944 |  | 234483.1944 |  | 234483.1944 |  | 234483.1944 |  | 234483.1944 |  | 234483.1944 |  | 234483.1944 |  | 234483.1944 |  | 234483.1944 |  | 234483.1944
l | Impact 11 | Change in GHG emissions from use of backup diesel generators |  | -8767.6269 | -8698.3343 | 69.2926 | -8727.5291 | 40.0978 | -15069.2723 | -6301.6455 | -8772.9806 | -5.3537 | -8693.0261 | 74.6008 |  | 8767.6269 |  | 8767.6269 |  | 8767.6269 |  | 8767.6269 |  | 8767.6269 |  | 8767.6269 |  | 8767.6269 |  | 8767.6269 |  | 8767.6269 |  | 8767.6269 |  | 8767.6269 |  | 8767.6269 |  | 8767.6269 |  | 8767.6269 |  | 8767.6269 |  | 8767.6269 |  | 8767.6269 |  | 8767.6269 |  | 8767.6269
l | Impact 12 | Change in costs to seabed and marine environment |  | -47.0378 | -48.6244 | -1.5866 | -110.806 | -63.7682 | -139.0703 | -92.0326 | -61.288 | -14.2502 | -37.3186 | 9.7191 |  | 47.0378 |  | 47.0378 |  | 47.0378 |  | 47.0378 |  | 47.0378 |  | 47.0378 |  | 47.0378 |  | 47.0378 |  | 47.0378 |  | 47.0378 |  | 47.0378 |  | 47.0378 |  | 47.0378 |  | 47.0378 |  | 47.0378 |  | 47.0378 |  | 47.0378 |  | 47.0378 |  | 47.0378
l | Impact 13 | Increased installation costs associated with protection |  | -2192926.7934 | -2217064.1731 | -24137.3798 | -2228028.7383 | -35101.945 | -2936975.5469 | -744048.7535 | -2868593.478 | -675666.6846 | -2192926.7934 | 0 |  | 2192926.7934 |  | 2192926.7934 |  | 2192926.7934 |  | 2192926.7934 |  | 2192926.7934 |  | 2192926.7934 |  | 2192926.7934 |  | 2192926.7934 |  | 2192926.7934 |  | 2192926.7934 |  | 2192926.7934 |  | 2192926.7934 |  | 2192926.7934 |  | 2192926.7934 |  | 2192926.7934 |  | 2192926.7934 |  | 2192926.7934 |  | 2192926.7934 |  | 2192926.7934
l | Impact 14 | Change in repair costs |  | -1395188.3694 | -1146454.8404 | 248733.529 | -1155017.1369 | 240171.2325 | -1342745.1553 | 52443.2141 | -1409994.8461 | -14806.4767 | -1134415.8199 | 260772.5495 |  | 1395188.3694 |  | 1395188.3694 |  | 1395188.3694 |  | 1395188.3694 |  | 1395188.3694 |  | 1395188.3694 |  | 1395188.3694 |  | 1395188.3694 |  | 1395188.3694 |  | 1395188.3694 |  | 1395188.3694 |  | 1395188.3694 |  | 1395188.3694 |  | 1395188.3694 |  | 1395188.3694 |  | 1395188.3694 |  | 1395188.3694 |  | 1395188.3694 |  | 1395188.3694
l | Impact 15 | Increased cost of decommissioning associated with protection |  | -615382.0452 | -621708.1002 | -6326.0549 | -627675.244 | -12293.1988 | -647605.8972 | -32223.852 | -621708.1002 | -6326.0549 | -615382.0452 | 0 |  | 615382.0452 |  | 615382.0452 |  | 615382.0452 |  | 615382.0452 |  | 615382.0452 |  | 615382.0452 |  | 615382.0452 |  | 615382.0452 |  | 615382.0452 |  | 615382.0452 |  | 615382.0452 |  | 615382.0452 |  | 615382.0452 |  | 615382.0452 |  | 615382.0452 |  | 615382.0452 |  | 615382.0452 |  | 615382.0452 |  | 615382.0452
l | Impact 16 | Decreased risk of outage charges due to lower fault rates |  | -71.0678 | -57.7846 | 13.2832 | -57.7846 | 13.2832 | -57.7846 | 13.2832 | -71.0678 | 0 | -57.7846 | 13.2832 |  | 71.0678 |  | 71.0678 |  | 71.0678 |  | 71.0678 |  | 71.0678 |  | 71.0678 |  | 71.0678 |  | 71.0678 |  | 71.0678 |  | 71.0678 |  | 71.0678 |  | 71.0678 |  | 71.0678 |  | 71.0678 |  | 71.0678 |  | 71.0678 |  | 71.0678 |  | 71.0678 |  | 71.0678
l | Impact 17 | Increased cost of maintenance surveys associated with protection |  | -615382.0452 | -468854.8566 | 146527.1886 | -468854.8566 | 146527.1886 | -468854.8566 | 146527.1886 | -494286.8037 | 121095.2415 | -468854.8566 | 146527.1886 |  | 615382.0452 |  | 615382.0452 |  | 615382.0452 |  | 615382.0452 |  | 615382.0452 |  | 615382.0452 |  | 615382.0452 |  | 615382.0452 |  | 615382.0452 |  | 615382.0452 |  | 615382.0452 |  | 615382.0452 |  | 615382.0452 |  | 615382.0452 |  | 615382.0452 |  | 615382.0452 |  | 615382.0452 |  | 615382.0452 |  | 615382.0452
l | Impact 18 | Change in use costs of using backup diesel generators |  | -8989.2321 | -7313.5314 | 1675.7007 | -7338.0783 | 1651.1538 | -12670.1956 | -3680.9635 | -8994.7211 | -5.489 | -7309.0683 | 1680.1638 |  | 8989.2321 |  | 8989.2321 |  | 8989.2321 |  | 8989.2321 |  | 8989.2321 |  | 8989.2321 |  | 8989.2321 |  | 8989.2321 |  | 8989.2321 |  | 8989.2321 |  | 8989.2321 |  | 8989.2321 |  | 8989.2321 |  | 8989.2321 |  | 8989.2321 |  | 8989.2321 |  | 8989.2321 |  | 8989.2321 |  | 8989.2321
[5 empty] | 0 |  | 0 |  | 0 |  | 0 |  | 0
|  | Net Present Value (NPV) |  | -10180211.4057 | -9812907.3895 | 367304.0163 | -9831748.892 | 348462.5137 | -10824173.2772 | -643961.8715 | -10779549.6442 | -599338.2385 | -9770843.1759 | 409368.2298 |  | 10180211.4057 |  | 10180211.4057 |  | 10180211.4057 |  | 10180211.4057 |  | 10180211.4057 | 0 | 10180211.4057 | 0 | 10180211.4057 | 0 | 10180211.4057 | 0 | 10180211.4057 | 0 | 10180211.4057 | 0 | 10180211.4057 | 0 | 10180211.4057 | 0 | 10180211.4057 | 0 | 10180211.4057 | 0 | 10180211.4057 | 0 | 10180211.4057 | 0 | 10180211.4057 | 0 | 10180211.4057 | 0 | 10180211.4057
|  |  | Category Difference | £ | Category Difference | £ | Category Difference | £ | Category Difference | £ | Category Difference | £ | Category Difference | £ | Category Difference | £ | Category Difference | £ | Category Difference | £ | Category Difference | £ | Category Difference | £ | Category Difference | £ | Category Difference | £ | Category Difference | £ | Category Difference | £ | Category Difference | £ | Category Difference | £ | Category Difference | £ | Category Difference | £ | Category Difference | £ | Category Difference | £ | Category Difference | £ | Category Difference | £ | Category Difference | £ | Category Difference | £
|  |  | Health and Safety | -7097.7999 | Health and Safety | 399.2807 | Health and Safety | 1350.4748 | Health and Safety | 426.2469 | Health and Safety | -659.3226 | Health and Safety | 253.5061 | Health and Safety | 7097.7999 | Health and Safety | 7097.7999 | Health and Safety | 7097.7999 | Health and Safety | 7097.7999 | Health and Safety | 7097.7999 | Health and Safety | 7097.7999 | Health and Safety | 7097.7999 | Health and Safety | 7097.7999 | Health and Safety | 7097.7999 | Health and Safety | 7097.7999 | Health and Safety | 7097.7999 | Health and Safety | 7097.7999 | Health and Safety | 7097.7999 | Health and Safety | 7097.7999 | Health and Safety | 7097.7999 | Health and Safety | 7097.7999 | Health and Safety | 7097.7999 | Health and Safety | 7097.7999 | Health and Safety | 7097.7999
|  |  | Socio-Economic | -5101876.1937 | Socio-Economic | 350.7628 | Socio-Economic | 6167.9951 | Socio-Economic | -57024.5573 | Socio-Economic | -22949.8483 | Socio-Economic | 37.2187 | Socio-Economic | 5101876.1937 | Socio-Economic | 5101876.1937 | Socio-Economic | 5101876.1937 | Socio-Economic | 5101876.1937 | Socio-Economic | 5101876.1937 | Socio-Economic | 5101876.1937 | Socio-Economic | 5101876.1937 | Socio-Economic | 5101876.1937 | Socio-Economic | 5101876.1937 | Socio-Economic | 5101876.1937 | Socio-Economic | 5101876.1937 | Socio-Economic | 5101876.1937 | Socio-Economic | 5101876.1937 | Socio-Economic | 5101876.1937 | Socio-Economic | 5101876.1937 | Socio-Economic | 5101876.1937 | Socio-Economic | 5101876.1937 | Socio-Economic | 5101876.1937 | Socio-Economic | 5101876.1937
|  |  | Environmental | -243297.859 | Environmental | 67.706 | Environmental | -23.6704 | Environmental | -6393.678 | Environmental | -19.6039 | Environmental | 84.3199 | Environmental | 243297.859 | Environmental | 243297.859 | Environmental | 243297.859 | Environmental | 243297.859 | Environmental | 243297.859 | Environmental | 243297.859 | Environmental | 243297.859 | Environmental | 243297.859 | Environmental | 243297.859 | Environmental | 243297.859 | Environmental | 243297.859 | Environmental | 243297.859 | Environmental | 243297.859 | Environmental | 243297.859 | Environmental | 243297.859 | Environmental | 243297.859 | Environmental | 243297.859 | Environmental | 243297.859 | Environmental | 243297.859
|  |  | Wider Economic and Engineering | -4827939.5531 | Wider Economic and Engineering | 366486.2668 | Wider Economic and Engineering | 340967.7143 | Wider Economic and Engineering | -580969.8831 | Wider Economic and Engineering | -575709.4637 | Wider Economic and Engineering | 408993.1851 | Wider Economic and Engineering | 4827939.5531 | Wider Economic and Engineering | 4827939.5531 | Wider Economic and Engineering | 4827939.5531 | Wider Economic and Engineering | 4827939.5531 | Wider Economic and Engineering | 4827939.5531 | Wider Economic and Engineering | 4827939.5531 | Wider Economic and Engineering | 4827939.5531 | Wider Economic and Engineering | 4827939.5531 | Wider Economic and Engineering | 4827939.5531 | Wider Economic and Engineering | 4827939.5531 | Wider Economic and Engineering | 4827939.5531 | Wider Economic and Engineering | 4827939.5531 | Wider Economic and Engineering | 4827939.5531 | Wider Economic and Engineering | 4827939.5531 | Wider Economic and Engineering | 4827939.5531 | Wider Economic and Engineering | 4827939.5531 | Wider Economic and Engineering | 4827939.5531 | Wider Economic and Engineering | 4827939.5531 | Wider Economic and Engineering | 4827939.5531
|  |  | Category Difference | % | Category Difference | % | Category Difference | % | Category Difference | % | Category Difference | % | Category Difference | % | Category Difference | % | Category Difference | % | Category Difference | % | Category Difference | % | Category Difference | % | Category Difference | % | Category Difference | % | Category Difference | % | Category Difference | % | Category Difference | % | Category Difference | % | Category Difference | % | Category Difference | % | Category Difference | % | Category Difference | % | Category Difference | % | Category Difference | % | Category Difference | % | Category Difference | %
|  |  | Health and Safety | 100% | Health and Safety | -8.999% | Health and Safety | -30.35% | Health and Safety | -8.012% | Health and Safety | 12.59% | Health and Safety | -5.752% | Health and Safety | -413.5% | Health and Safety | -413.5% | Health and Safety | -413.5% | Health and Safety | -413.5% | Health and Safety | -413.5% | Health and Safety | -413.5% | Health and Safety | -413.5% | Health and Safety | -413.5% | Health and Safety | -413.5% | Health and Safety | -413.5% | Health and Safety | -413.5% | Health and Safety | -413.5% | Health and Safety | -413.5% | Health and Safety | -413.5% | Health and Safety | -413.5% | Health and Safety | -413.5% | Health and Safety | -413.5% | Health and Safety | -413.5% | Health and Safety | -413.5%
|  |  | Socio-Economic | 100% | Socio-Economic | -0.006875% | Socio-Economic | -0.1209% | Socio-Economic | 1.118% | Socio-Economic | 0.4498% | Socio-Economic | -0.0007295% | Socio-Economic | -100% | Socio-Economic | -100% | Socio-Economic | -100% | Socio-Economic | -100% | Socio-Economic | -100% | Socio-Economic | -100% | Socio-Economic | -100% | Socio-Economic | -100% | Socio-Economic | -100% | Socio-Economic | -100% | Socio-Economic | -100% | Socio-Economic | -100% | Socio-Economic | -100% | Socio-Economic | -100% | Socio-Economic | -100% | Socio-Economic | -100% | Socio-Economic | -100% | Socio-Economic | -100% | Socio-Economic | -100%
|  |  | Environmental | 100% | Environmental | -0.02783% | Environmental | 0.009728% | Environmental | 2.627% | Environmental | 0.008059% | Environmental | -0.03467% | Environmental | -100% | Environmental | -100% | Environmental | -100% | Environmental | -100% | Environmental | -100% | Environmental | -100% | Environmental | -100% | Environmental | -100% | Environmental | -100% | Environmental | -100% | Environmental | -100% | Environmental | -100% | Environmental | -100% | Environmental | -100% | Environmental | -100% | Environmental | -100% | Environmental | -100% | Environmental | -100% | Environmental | -100%
|  |  | Wider Economic and Engineering | 100% | Wider Economic and Engineering | -8.687% | Wider Economic and Engineering | -8.071% | Wider Economic and Engineering | 13.69% | Wider Economic and Engineering | 13.65% | Wider Economic and Engineering | -9.709% | Wider Economic and Engineering | -134.2% | Wider Economic and Engineering | -134.2% | Wider Economic and Engineering | -134.2% | Wider Economic and Engineering | -134.2% | Wider Economic and Engineering | -134.2% | Wider Economic and Engineering | -134.2% | Wider Economic and Engineering | -134.2% | Wider Economic and Engineering | -134.2% | Wider Economic and Engineering | -134.2% | Wider Economic and Engineering | -134.2% | Wider Economic and Engineering | -134.2% | Wider Economic and Engineering | -134.2% | Wider Economic and Engineering | -134.2% | Wider Economic and Engineering | -134.2% | Wider Economic and Engineering | -134.2% | Wider Economic and Engineering | -134.2% | Wider Economic and Engineering | -134.2% | Wider Economic and Engineering | -134.2% | Wider Economic and Engineering | -134.2%
Category | Number | Description | Impact Level Difference | £ | Impact Level Difference | £ | Impact Level Difference | £ | Impact Level Difference | £ | Impact Level Difference | £ | Impact Level Difference | £ | Impact Level Difference | £ | Impact Level Difference | £ | Impact Level Difference | £ | Impact Level Difference | £ | Impact Level Difference | £ | Impact Level Difference | £ | Impact Level Difference | £ | Impact Level Difference | £ | Impact Level Difference | £ | Impact Level Difference | £ | Impact Level Difference | £ | Impact Level Difference | £ | Impact Level Difference | £ | Impact Level Difference | £ | Impact Level Difference | £ | Impact Level Difference | £ | Impact Level Difference | £ | Impact Level Difference | £ | Impact Level Difference | £
l | Impact 1 | Decreased health and safety risk to marine vessel operators from cable snagging | Impact 1 | -3629.3663 | Impact 1 | 176.0119 | Impact 1 | 1144.0776 | Impact 1 | 1244.8907 | Impact 1 | 176.0119 | Impact 1 | 0 | Impact 1 | 3629.3663 | Impact 1 | 3629.3663 | Impact 1 | 3629.3663 | Impact 1 | 3629.3663 | Impact 1 | 3629.3663 | Impact 1 | 3629.3663 | Impact 1 | 3629.3663 | Impact 1 | 3629.3663 | Impact 1 | 3629.3663 | Impact 1 | 3629.3663 | Impact 1 | 3629.3663 | Impact 1 | 3629.3663 | Impact 1 | 3629.3663 | Impact 1 | 3629.3663 | Impact 1 | 3629.3663 | Impact 1 | 3629.3663 | Impact 1 | 3629.3663 | Impact 1 | 3629.3663 | Impact 1 | 3629.3663
l | Impact 2 | Change in health and safety risk to cable laying vessel operators | Impact 2 | -777.7809 | Impact 2 | 252.8846 | Impact 2 | 249.4662 | Impact 2 | 94.2816 | Impact 2 | -6.3119 | Impact 2 | 253.5061 | Impact 2 | 777.7809 | Impact 2 | 777.7809 | Impact 2 | 777.7809 | Impact 2 | 777.7809 | Impact 2 | 777.7809 | Impact 2 | 777.7809 | Impact 2 | 777.7809 | Impact 2 | 777.7809 | Impact 2 | 777.7809 | Impact 2 | 777.7809 | Impact 2 | 777.7809 | Impact 2 | 777.7809 | Impact 2 | 777.7809 | Impact 2 | 777.7809 | Impact 2 | 777.7809 | Impact 2 | 777.7809 | Impact 2 | 777.7809 | Impact 2 | 777.7809 | Impact 2 | 777.7809
l | Impact 3 | Increased health costs due to increase in fuel poverty rates | Impact 3 | -2690.6527 | Impact 3 | -29.6158 | Impact 3 | -43.069 | Impact 3 | -912.9254 | Impact 3 | -829.0226 | Impact 3 | 0 | Impact 3 | 2690.6527 | Impact 3 | 2690.6527 | Impact 3 | 2690.6527 | Impact 3 | 2690.6527 | Impact 3 | 2690.6527 | Impact 3 | 2690.6527 | Impact 3 | 2690.6527 | Impact 3 | 2690.6527 | Impact 3 | 2690.6527 | Impact 3 | 2690.6527 | Impact 3 | 2690.6527 | Impact 3 | 2690.6527 | Impact 3 | 2690.6527 | Impact 3 | 2690.6527 | Impact 3 | 2690.6527 | Impact 3 | 2690.6527 | Impact 3 | 2690.6527 | Impact 3 | 2690.6527 | Impact 3 | 2690.6527
l | Impact 4 | Decreased damage costs to marine vessel operators from cable snagging | Impact 4 | -23890.1958 | Impact 4 | 1158.5934 | Impact 4 | 7530.8571 | Impact 4 | 8689.4504 | Impact 4 | 1158.5934 | Impact 4 | 0 | Impact 4 | 23890.1958 | Impact 4 | 23890.1958 | Impact 4 | 23890.1958 | Impact 4 | 23890.1958 | Impact 4 | 23890.1958 | Impact 4 | 23890.1958 | Impact 4 | 23890.1958 | Impact 4 | 23890.1958 | Impact 4 | 23890.1958 | Impact 4 | 23890.1958 | Impact 4 | 23890.1958 | Impact 4 | 23890.1958 | Impact 4 | 23890.1958 | Impact 4 | 23890.1958 | Impact 4 | 23890.1958 | Impact 4 | 23890.1958 | Impact 4 | 23890.1958 | Impact 4 | 23890.1958 | Impact 4 | 23890.1958
l | Impact 5 | Decreased risk of energy outages for island communities due to lower fault rates | Impact 5 | -33.2046 | Impact 5 | 6.2062 | Impact 5 | 6.2062 | Impact 5 | 6.2062 | Impact 5 | 0 | Impact 5 | 6.2062 | Impact 5 | 33.2046 | Impact 5 | 33.2046 | Impact 5 | 33.2046 | Impact 5 | 33.2046 | Impact 5 | 33.2046 | Impact 5 | 33.2046 | Impact 5 | 33.2046 | Impact 5 | 33.2046 | Impact 5 | 33.2046 | Impact 5 | 33.2046 | Impact 5 | 33.2046 | Impact 5 | 33.2046 | Impact 5 | 33.2046 | Impact 5 | 33.2046 | Impact 5 | 33.2046 | Impact 5 | 33.2046 | Impact 5 | 33.2046 | Impact 5 | 33.2046 | Impact 5 | 33.2046
l | Impact 6 | Increased distribution costs leading to lower renewable generation on islands and lower Gross Value Added (GVA) | Impact 6 | -332425.8597 | Impact 6 | 0 | Impact 6 | 0 | Impact 6 | 0 | Impact 6 | 0 | Impact 6 | 0 | Impact 6 | 332425.8597 | Impact 6 | 332425.8597 | Impact 6 | 332425.8597 | Impact 6 | 332425.8597 | Impact 6 | 332425.8597 | Impact 6 | 332425.8597 | Impact 6 | 332425.8597 | Impact 6 | 332425.8597 | Impact 6 | 332425.8597 | Impact 6 | 332425.8597 | Impact 6 | 332425.8597 | Impact 6 | 332425.8597 | Impact 6 | 332425.8597 | Impact 6 | 332425.8597 | Impact 6 | 332425.8597 | Impact 6 | 332425.8597 | Impact 6 | 332425.8597 | Impact 6 | 332425.8597 | Impact 6 | 332425.8597
l | Impact 7 | Increased cost of fuel poverty eradication programme due to higher fuel bills | Impact 7 | -73692.4494 | Impact 7 | -811.1272 | Impact 7 | -1179.5872 | Impact 7 | -25003.4681 | Impact 7 | -22705.5154 | Impact 7 | 0 | Impact 7 | 73692.4494 | Impact 7 | 73692.4494 | Impact 7 | 73692.4494 | Impact 7 | 73692.4494 | Impact 7 | 73692.4494 | Impact 7 | 73692.4494 | Impact 7 | 73692.4494 | Impact 7 | 73692.4494 | Impact 7 | 73692.4494 | Impact 7 | 73692.4494 | Impact 7 | 73692.4494 | Impact 7 | 73692.4494 | Impact 7 | 73692.4494 | Impact 7 | 73692.4494 | Impact 7 | 73692.4494 | Impact 7 | 73692.4494 | Impact 7 | 73692.4494 | Impact 7 | 73692.4494 | Impact 7 | 73692.4494
l | Impact 8 | Increased cost to fishing operators due to loss of access to fishing grounds during cable installation | Impact 8 | -4671668.5611 | Impact 8 | -33.9221 | Impact 8 | -220.4935 | Impact 8 | -40747.7583 | Impact 8 | -1402.9264 | Impact 8 | 0 | Impact 8 | 4671668.5611 | Impact 8 | 4671668.5611 | Impact 8 | 4671668.5611 | Impact 8 | 4671668.5611 | Impact 8 | 4671668.5611 | Impact 8 | 4671668.5611 | Impact 8 | 4671668.5611 | Impact 8 | 4671668.5611 | Impact 8 | 4671668.5611 | Impact 8 | 4671668.5611 | Impact 8 | 4671668.5611 | Impact 8 | 4671668.5611 | Impact 8 | 4671668.5611 | Impact 8 | 4671668.5611 | Impact 8 | 4671668.5611 | Impact 8 | 4671668.5611 | Impact 8 | 4671668.5611 | Impact 8 | 4671668.5611 | Impact 8 | 4671668.5611
l | Impact 9 | Decreased risk of energy outages for renewable generators due to lower fault rates | Impact 9 | -165.9231 | Impact 9 | 31.0124 | Impact 9 | 31.0124 | Impact 9 | 31.0124 | Impact 9 | 0 | Impact 9 | 31.0124 | Impact 9 | 165.9231 | Impact 9 | 165.9231 | Impact 9 | 165.9231 | Impact 9 | 165.9231 | Impact 9 | 165.9231 | Impact 9 | 165.9231 | Impact 9 | 165.9231 | Impact 9 | 165.9231 | Impact 9 | 165.9231 | Impact 9 | 165.9231 | Impact 9 | 165.9231 | Impact 9 | 165.9231 | Impact 9 | 165.9231 | Impact 9 | 165.9231 | Impact 9 | 165.9231 | Impact 9 | 165.9231 | Impact 9 | 165.9231 | Impact 9 | 165.9231 | Impact 9 | 165.9231
l | Impact 10 | Increased distribution costs leading to lower renewable generation on islands and higher Greenhouse Gas (GHG) emissions | Impact 10 | -234483.1944 | Impact 10 | 0 | Impact 10 | 0 | Impact 10 | 0 | Impact 10 | 0 | Impact 10 | 0 | Impact 10 | 234483.1944 | Impact 10 | 234483.1944 | Impact 10 | 234483.1944 | Impact 10 | 234483.1944 | Impact 10 | 234483.1944 | Impact 10 | 234483.1944 | Impact 10 | 234483.1944 | Impact 10 | 234483.1944 | Impact 10 | 234483.1944 | Impact 10 | 234483.1944 | Impact 10 | 234483.1944 | Impact 10 | 234483.1944 | Impact 10 | 234483.1944 | Impact 10 | 234483.1944 | Impact 10 | 234483.1944 | Impact 10 | 234483.1944 | Impact 10 | 234483.1944 | Impact 10 | 234483.1944 | Impact 10 | 234483.1944
l | Impact 11 | Change in GHG emissions from use of backup diesel generators | Impact 11 | -8767.6269 | Impact 11 | 69.2926 | Impact 11 | 40.0978 | Impact 11 | -6301.6455 | Impact 11 | -5.3537 | Impact 11 | 74.6008 | Impact 11 | 8767.6269 | Impact 11 | 8767.6269 | Impact 11 | 8767.6269 | Impact 11 | 8767.6269 | Impact 11 | 8767.6269 | Impact 11 | 8767.6269 | Impact 11 | 8767.6269 | Impact 11 | 8767.6269 | Impact 11 | 8767.6269 | Impact 11 | 8767.6269 | Impact 11 | 8767.6269 | Impact 11 | 8767.6269 | Impact 11 | 8767.6269 | Impact 11 | 8767.6269 | Impact 11 | 8767.6269 | Impact 11 | 8767.6269 | Impact 11 | 8767.6269 | Impact 11 | 8767.6269 | Impact 11 | 8767.6269
l | Impact 12 | Change in costs to seabed and marine environment | Impact 12 | -47.0378 | Impact 12 | -1.5866 | Impact 12 | -63.7682 | Impact 12 | -92.0326 | Impact 12 | -14.2502 | Impact 12 | 9.7191 | Impact 12 | 47.0378 | Impact 12 | 47.0378 | Impact 12 | 47.0378 | Impact 12 | 47.0378 | Impact 12 | 47.0378 | Impact 12 | 47.0378 | Impact 12 | 47.0378 | Impact 12 | 47.0378 | Impact 12 | 47.0378 | Impact 12 | 47.0378 | Impact 12 | 47.0378 | Impact 12 | 47.0378 | Impact 12 | 47.0378 | Impact 12 | 47.0378 | Impact 12 | 47.0378 | Impact 12 | 47.0378 | Impact 12 | 47.0378 | Impact 12 | 47.0378 | Impact 12 | 47.0378
l | Impact 13 | Increased installation costs associated with protection | Impact 13 | -2192926.7934 | Impact 13 | -24137.3798 | Impact 13 | -35101.945 | Impact 13 | -744048.7535 | Impact 13 | -675666.6846 | Impact 13 | 0 | Impact 13 | 2192926.7934 | Impact 13 | 2192926.7934 | Impact 13 | 2192926.7934 | Impact 13 | 2192926.7934 | Impact 13 | 2192926.7934 | Impact 13 | 2192926.7934 | Impact 13 | 2192926.7934 | Impact 13 | 2192926.7934 | Impact 13 | 2192926.7934 | Impact 13 | 2192926.7934 | Impact 13 | 2192926.7934 | Impact 13 | 2192926.7934 | Impact 13 | 2192926.7934 | Impact 13 | 2192926.7934 | Impact 13 | 2192926.7934 | Impact 13 | 2192926.7934 | Impact 13 | 2192926.7934 | Impact 13 | 2192926.7934 | Impact 13 | 2192926.7934
l | Impact 14 | Change in repair costs | Impact 14 | -1395188.3694 | Impact 14 | 248733.529 | Impact 14 | 240171.2325 | Impact 14 | 52443.2141 | Impact 14 | -14806.4767 | Impact 14 | 260772.5495 | Impact 14 | 1395188.3694 | Impact 14 | 1395188.3694 | Impact 14 | 1395188.3694 | Impact 14 | 1395188.3694 | Impact 14 | 1395188.3694 | Impact 14 | 1395188.3694 | Impact 14 | 1395188.3694 | Impact 14 | 1395188.3694 | Impact 14 | 1395188.3694 | Impact 14 | 1395188.3694 | Impact 14 | 1395188.3694 | Impact 14 | 1395188.3694 | Impact 14 | 1395188.3694 | Impact 14 | 1395188.3694 | Impact 14 | 1395188.3694 | Impact 14 | 1395188.3694 | Impact 14 | 1395188.3694 | Impact 14 | 1395188.3694 | Impact 14 | 1395188.3694
l | Impact 15 | Increased cost of decommissioning associated with protection | Impact 15 | -615382.0452 | Impact 15 | 146527.1886 | Impact 15 | 146527.1886 | Impact 15 | 146527.1886 | Impact 15 | 121095.2415 | Impact 15 | 146527.1886 | Impact 15 | 615382.0452 | Impact 15 | 615382.0452 | Impact 15 | 615382.0452 | Impact 15 | 615382.0452 | Impact 15 | 615382.0452 | Impact 15 | 615382.0452 | Impact 15 | 615382.0452 | Impact 15 | 615382.0452 | Impact 15 | 615382.0452 | Impact 15 | 615382.0452 | Impact 15 | 615382.0452 | Impact 15 | 615382.0452 | Impact 15 | 615382.0452 | Impact 15 | 615382.0452 | Impact 15 | 615382.0452 | Impact 15 | 615382.0452 | Impact 15 | 615382.0452 | Impact 15 | 615382.0452 | Impact 15 | 615382.0452
l | Impact 16 | Decreased risk of outage charges due to lower fault rates | Impact 16 | -8989.2321 | Impact 16 | 1675.7007 | Impact 16 | 1651.1538 | Impact 16 | -3680.9635 | Impact 16 | -5.489 | Impact 16 | 1680.1638 | Impact 16 | 8989.2321 | Impact 16 | 8989.2321 | Impact 16 | 8989.2321 | Impact 16 | 8989.2321 | Impact 16 | 8989.2321 | Impact 16 | 8989.2321 | Impact 16 | 8989.2321 | Impact 16 | 8989.2321 | Impact 16 | 8989.2321 | Impact 16 | 8989.2321 | Impact 16 | 8989.2321 | Impact 16 | 8989.2321 | Impact 16 | 8989.2321 | Impact 16 | 8989.2321 | Impact 16 | 8989.2321 | Impact 16 | 8989.2321 | Impact 16 | 8989.2321 | Impact 16 | 8989.2321 | Impact 16 | 8989.2321
l | Impact 17 | Increased cost of maintenance surveys associated with protection | Impact 17 | 0 | Impact 17 | 0 | Impact 17 | 0 | Impact 17 | 0 | Impact 17 | 0 | Impact 17 | 0 | Impact 17 | 0 | Impact 17 | 0 | Impact 17 | 0 | Impact 17 | 0 | Impact 17 | 0 | Impact 17 | 0 | Impact 17 | 0 | Impact 17 | 0 | Impact 17 | 0 | Impact 17 | 0 | Impact 17 | 0 | Impact 17 | 0 | Impact 17 | 0 | Impact 17 | 0 | Impact 17 | 0 | Impact 17 | 0 | Impact 17 | 0 | Impact 17 | 0 | Impact 17 | 0
l | Impact 18 | Change in use costs of using backup diesel generators | Impact 18 | -10180211.4057 | Impact 18 | 367304.0163 | Impact 18 | 348462.5137 | Impact 18 | -643961.8715 | Impact 18 | -599338.2385 | Impact 18 | 409368.2298 | Impact 18 | 10180211.4057 | Impact 18 | 10180211.4057 | Impact 18 | 10180211.4057 | Impact 18 | 10180211.4057 | Impact 18 | 10180211.4057 | Impact 18 | 10180211.4057 | Impact 18 | 10180211.4057 | Impact 18 | 10180211.4057 | Impact 18 | 10180211.4057 | Impact 18 | 10180211.4057 | Impact 18 | 10180211.4057 | Impact 18 | 10180211.4057 | Impact 18 | 10180211.4057 | Impact 18 | 10180211.4057 | Impact 18 | 10180211.4057 | Impact 18 | 10180211.4057 | Impact 18 | 10180211.4057 | Impact 18 | 10180211.4057 | Impact 18 | 10180211.4057
|  |  | Impact Level Difference | % | Impact Level Difference | % | Impact Level Difference | % | Impact Level Difference | % | Impact Level Difference | % | Impact Level Difference | % | Impact Level Difference | % | Impact Level Difference | % | Impact Level Difference | % | Impact Level Difference | % | Impact Level Difference | % | Impact Level Difference | % | Impact Level Difference | % | Impact Level Difference | % | Impact Level Difference | % | Impact Level Difference | % | Impact Level Difference | % | Impact Level Difference | % | Impact Level Difference | % | Impact Level Difference | % | Impact Level Difference | % | Impact Level Difference | % | Impact Level Difference | % | Impact Level Difference | % | Impact Level Difference | %
l | Impact 1 | Decreased health and safety risk to marine vessel operators from cable snagging | Impact 1 | 100% | Impact 1 | -4.85% | Impact 1 | -31.52% | Impact 1 | -34.3% | Impact 1 | -4.85% | Impact 1 | 0% | Impact 1 | -100% | Impact 1 | -100% | Impact 1 | -100% | Impact 1 | -100% | Impact 1 | -100% | Impact 1 | -100% | Impact 1 | -100% | Impact 1 | -100% | Impact 1 | -100% | Impact 1 | -100% | Impact 1 | -100% | Impact 1 | -100% | Impact 1 | -100% | Impact 1 | -100% | Impact 1 | -100% | Impact 1 | -100% | Impact 1 | -100% | Impact 1 | -100% | Impact 1 | -100%
l | Impact 2 | Change in health and safety risk to cable laying vessel operators | Impact 2 | 100% | Impact 2 | -32.51% | Impact 2 | -32.07% | Impact 2 | -12.12% | Impact 2 | 0.8115% | Impact 2 | -32.59% | Impact 2 | -100% | Impact 2 | -100% | Impact 2 | -100% | Impact 2 | -100% | Impact 2 | -100% | Impact 2 | -100% | Impact 2 | -100% | Impact 2 | -100% | Impact 2 | -100% | Impact 2 | -100% | Impact 2 | -100% | Impact 2 | -100% | Impact 2 | -100% | Impact 2 | -100% | Impact 2 | -100% | Impact 2 | -100% | Impact 2 | -100% | Impact 2 | -100% | Impact 2 | -100%
l | Impact 3 | Increased health costs due to increase in fuel poverty rates | Impact 3 | 100% | Impact 3 | 1.101% | Impact 3 | 1.601% | Impact 3 | 33.93% | Impact 3 | 30.81% | Impact 3 | 0% | Impact 3 | -100% | Impact 3 | -100% | Impact 3 | -100% | Impact 3 | -100% | Impact 3 | -100% | Impact 3 | -100% | Impact 3 | -100% | Impact 3 | -100% | Impact 3 | -100% | Impact 3 | -100% | Impact 3 | -100% | Impact 3 | -100% | Impact 3 | -100% | Impact 3 | -100% | Impact 3 | -100% | Impact 3 | -100% | Impact 3 | -100% | Impact 3 | -100% | Impact 3 | -100%
l | Impact 4 | Decreased damage costs to marine vessel operators from cable snagging | Impact 4 | 100% | Impact 4 | -4.85% | Impact 4 | -31.52% | Impact 4 | -36.37% | Impact 4 | -4.85% | Impact 4 | 0% | Impact 4 | -100% | Impact 4 | -100% | Impact 4 | -100% | Impact 4 | -100% | Impact 4 | -100% | Impact 4 | -100% | Impact 4 | -100% | Impact 4 | -100% | Impact 4 | -100% | Impact 4 | -100% | Impact 4 | -100% | Impact 4 | -100% | Impact 4 | -100% | Impact 4 | -100% | Impact 4 | -100% | Impact 4 | -100% | Impact 4 | -100% | Impact 4 | -100% | Impact 4 | -100%
l | Impact 5 | Decreased risk of energy outages for island communities due to lower fault rates | Impact 5 | 100% | Impact 5 | -18.69% | Impact 5 | -18.69% | Impact 5 | -18.69% | Impact 5 | 0% | Impact 5 | -18.69% | Impact 5 | -100% | Impact 5 | -100% | Impact 5 | -100% | Impact 5 | -100% | Impact 5 | -100% | Impact 5 | -100% | Impact 5 | -100% | Impact 5 | -100% | Impact 5 | -100% | Impact 5 | -100% | Impact 5 | -100% | Impact 5 | -100% | Impact 5 | -100% | Impact 5 | -100% | Impact 5 | -100% | Impact 5 | -100% | Impact 5 | -100% | Impact 5 | -100% | Impact 5 | -100%
l | Impact 6 | Increased distribution costs leading to lower renewable generation on islands and lower Gross Value Added (GVA) | Impact 6 | 100% | Impact 6 | 0% | Impact 6 | 0% | Impact 6 | 0% | Impact 6 | 0% | Impact 6 | 0% | Impact 6 | -100% | Impact 6 | -100% | Impact 6 | -100% | Impact 6 | -100% | Impact 6 | -100% | Impact 6 | -100% | Impact 6 | -100% | Impact 6 | -100% | Impact 6 | -100% | Impact 6 | -100% | Impact 6 | -100% | Impact 6 | -100% | Impact 6 | -100% | Impact 6 | -100% | Impact 6 | -100% | Impact 6 | -100% | Impact 6 | -100% | Impact 6 | -100% | Impact 6 | -100%
l | Impact 7 | Increased cost of fuel poverty eradication programme due to higher fuel bills | Impact 7 | 100% | Impact 7 | 1.101% | Impact 7 | 1.601% | Impact 7 | 33.93% | Impact 7 | 30.81% | Impact 7 | 0% | Impact 7 | -100% | Impact 7 | -100% | Impact 7 | -100% | Impact 7 | -100% | Impact 7 | -100% | Impact 7 | -100% | Impact 7 | -100% | Impact 7 | -100% | Impact 7 | -100% | Impact 7 | -100% | Impact 7 | -100% | Impact 7 | -100% | Impact 7 | -100% | Impact 7 | -100% | Impact 7 | -100% | Impact 7 | -100% | Impact 7 | -100% | Impact 7 | -100% | Impact 7 | -100%
l | Impact 8 | Increased cost to fishing operators due to loss of access to fishing grounds during cable installation | Impact 8 | 100% | Impact 8 | 0.0007261% | Impact 8 | 0.00472% | Impact 8 | 0.8722% | Impact 8 | 0.03003% | Impact 8 | 0% | Impact 8 | -100% | Impact 8 | -100% | Impact 8 | -100% | Impact 8 | -100% | Impact 8 | -100% | Impact 8 | -100% | Impact 8 | -100% | Impact 8 | -100% | Impact 8 | -100% | Impact 8 | -100% | Impact 8 | -100% | Impact 8 | -100% | Impact 8 | -100% | Impact 8 | -100% | Impact 8 | -100% | Impact 8 | -100% | Impact 8 | -100% | Impact 8 | -100% | Impact 8 | -100%
l | Impact 9 | Decreased risk of energy outages for renewable generators due to lower fault rates | Impact 9 | 100% | Impact 9 | -18.69% | Impact 9 | -18.69% | Impact 9 | -18.69% | Impact 9 | 0% | Impact 9 | -18.69% | Impact 9 | -100% | Impact 9 | -100% | Impact 9 | -100% | Impact 9 | -100% | Impact 9 | -100% | Impact 9 | -100% | Impact 9 | -100% | Impact 9 | -100% | Impact 9 | -100% | Impact 9 | -100% | Impact 9 | -100% | Impact 9 | -100% | Impact 9 | -100% | Impact 9 | -100% | Impact 9 | -100% | Impact 9 | -100% | Impact 9 | -100% | Impact 9 | -100% | Impact 9 | -100%
l | Impact 10 | Increased distribution costs leading to lower renewable generation on islands and higher Greenhouse Gas (GHG) emissions | Impact 10 | 100% | Impact 10 | 0% | Impact 10 | 0% | Impact 10 | 0% | Impact 10 | 0% | Impact 10 | 0% | Impact 10 | -100% | Impact 10 | -100% | Impact 10 | -100% | Impact 10 | -100% | Impact 10 | -100% | Impact 10 | -100% | Impact 10 | -100% | Impact 10 | -100% | Impact 10 | -100% | Impact 10 | -100% | Impact 10 | -100% | Impact 10 | -100% | Impact 10 | -100% | Impact 10 | -100% | Impact 10 | -100% | Impact 10 | -100% | Impact 10 | -100% | Impact 10 | -100% | Impact 10 | -100%
l | Impact 11 | Change in GHG emissions from use of backup diesel generators | Impact 11 | 100% | Impact 11 | -0.7903% | Impact 11 | -0.4573% | Impact 11 | 71.87% | Impact 11 | 0.06106% | Impact 11 | -0.8509% | Impact 11 | -100% | Impact 11 | -100% | Impact 11 | -100% | Impact 11 | -100% | Impact 11 | -100% | Impact 11 | -100% | Impact 11 | -100% | Impact 11 | -100% | Impact 11 | -100% | Impact 11 | -100% | Impact 11 | -100% | Impact 11 | -100% | Impact 11 | -100% | Impact 11 | -100% | Impact 11 | -100% | Impact 11 | -100% | Impact 11 | -100% | Impact 11 | -100% | Impact 11 | -100%
l | Impact 12 | Change in costs to seabed and marine environment | Impact 12 | 100% | Impact 12 | 3.373% | Impact 12 | 135.6% | Impact 12 | 195.7% | Impact 12 | 30.3% | Impact 12 | -20.66% | Impact 12 | -100% | Impact 12 | -100% | Impact 12 | -100% | Impact 12 | -100% | Impact 12 | -100% | Impact 12 | -100% | Impact 12 | -100% | Impact 12 | -100% | Impact 12 | -100% | Impact 12 | -100% | Impact 12 | -100% | Impact 12 | -100% | Impact 12 | -100% | Impact 12 | -100% | Impact 12 | -100% | Impact 12 | -100% | Impact 12 | -100% | Impact 12 | -100% | Impact 12 | -100%
l | Impact 13 | Increased installation costs associated with protection | Impact 13 | 100% | Impact 13 | 1.101% | Impact 13 | 1.601% | Impact 13 | 33.93% | Impact 13 | 30.81% | Impact 13 | 0% | Impact 13 | -100% | Impact 13 | -100% | Impact 13 | -100% | Impact 13 | -100% | Impact 13 | -100% | Impact 13 | -100% | Impact 13 | -100% | Impact 13 | -100% | Impact 13 | -100% | Impact 13 | -100% | Impact 13 | -100% | Impact 13 | -100% | Impact 13 | -100% | Impact 13 | -100% | Impact 13 | -100% | Impact 13 | -100% | Impact 13 | -100% | Impact 13 | -100% | Impact 13 | -100%
l | Impact 14 | Change in repair costs | Impact 14 | 100% | Impact 14 | -17.83% | Impact 14 | -17.21% | Impact 14 | -3.759% | Impact 14 | 1.061% | Impact 14 | -18.69% | Impact 14 | -100% | Impact 14 | -100% | Impact 14 | -100% | Impact 14 | -100% | Impact 14 | -100% | Impact 14 | -100% | Impact 14 | -100% | Impact 14 | -100% | Impact 14 | -100% | Impact 14 | -100% | Impact 14 | -100% | Impact 14 | -100% | Impact 14 | -100% | Impact 14 | -100% | Impact 14 | -100% | Impact 14 | -100% | Impact 14 | -100% | Impact 14 | -100% | Impact 14 | -100%
l | Impact 15 | Increased cost of decommissioning associated with protection | Impact 15 | 100% | Impact 15 | -23.81% | Impact 15 | -23.81% | Impact 15 | -23.81% | Impact 15 | -19.68% | Impact 15 | -23.81% | Impact 15 | -100% | Impact 15 | -100% | Impact 15 | -100% | Impact 15 | -100% | Impact 15 | -100% | Impact 15 | -100% | Impact 15 | -100% | Impact 15 | -100% | Impact 15 | -100% | Impact 15 | -100% | Impact 15 | -100% | Impact 15 | -100% | Impact 15 | -100% | Impact 15 | -100% | Impact 15 | -100% | Impact 15 | -100% | Impact 15 | -100% | Impact 15 | -100% | Impact 15 | -100%
l | Impact 16 | Decreased risk of outage charges due to lower fault rates | Impact 16 | 100% | Impact 16 | -18.64% | Impact 16 | -18.37% | Impact 16 | 40.95% | Impact 16 | 0.06106% | Impact 16 | -18.69% | Impact 16 | -100% | Impact 16 | -100% | Impact 16 | -100% | Impact 16 | -100% | Impact 16 | -100% | Impact 16 | -100% | Impact 16 | -100% | Impact 16 | -100% | Impact 16 | -100% | Impact 16 | -100% | Impact 16 | -100% | Impact 16 | -100% | Impact 16 | -100% | Impact 16 | -100% | Impact 16 | -100% | Impact 16 | -100% | Impact 16 | -100% | Impact 16 | -100% | Impact 16 | -100%
l | Impact 17 | Increased cost of maintenance surveys associated with protection | Impact 17 | #DIV/0! | Impact 17 | #DIV/0! | Impact 17 | #DIV/0! | Impact 17 | #DIV/0! | Impact 17 | #DIV/0! | Impact 17 | #DIV/0! | Impact 17 | #DIV/0! | Impact 17 | #DIV/0! | Impact 17 | #DIV/0! | Impact 17 | #DIV/0! | Impact 17 | #DIV/0! | Impact 17 | #DIV/0! | Impact 17 | #DIV/0! | Impact 17 | #DIV/0! | Impact 17 | #DIV/0! | Impact 17 | #DIV/0! | Impact 17 | #DIV/0! | Impact 17 | #DIV/0! | Impact 17 | #DIV/0! | Impact 17 | #DIV/0! | Impact 17 | #DIV/0! | Impact 17 | #DIV/0! | Impact 17 | #DIV/0! | Impact 17 | #DIV/0! | Impact 17 | #DIV/0!
l | Impact 18 | Change in use costs of using backup diesel generators | Impact 18 | 100% | Impact 18 | -3.608% | Impact 18 | -3.423% | Impact 18 | 6.326% | Impact 18 | 5.887% | Impact 18 | -4.021% | Impact 18 | -100% | Impact 18 | -100% | Impact 18 | -100% | Impact 18 | -100% | Impact 18 | -100% | Impact 18 | -100% | Impact 18 | -100% | Impact 18 | -100% | Impact 18 | -100% | Impact 18 | -100% | Impact 18 | -100% | Impact 18 | -100% | Impact 18 | -100% | Impact 18 | -100% | Impact 18 | -100% | Impact 18 | -100% | Impact 18 | -100% | Impact 18 | -100% | Impact 18 | -100%

## Master (hidden)
Length | #REF! | 0 |  | Surface lay | Option 1A |  | Option 1B |  | Option 1C |  | Option 1G |  | Option 1H |  | Option 1J |  | Option 2A |  | Option 2B |  | Option 2C |  | Option 2D |  | Option 2E |  | Option 2F |  | Option 2G |  | Option 2H |  | Option 2I |  | Option 2J |  | Option 2K |  | Option 2L |  | Option 2M |  | Option 2N |  | Option 2O |  | Option 2P |  | Option 2Q |  | Option 2R |  | Option 2S |  | Option 2T |  | Option 2U |  | Option 2V |  | Option 2W |  | Option 2X |  | Option 2Y |  | Option 2Z |  | Option 2AA |  | Option 2AB |  | 0 |  | 0 |  | 0 |  | 0 |  | 0 |  | 0 |  | Option 3B |  | Option 3C |  | Option 3D |  | Option 3E |  | #REF! |  | #REF! |  | #REF! |  | #REF! |  | #REF! |  | #REF!
|  |  |  | Shapinsay_stronsay_surfacelay | #REF! |  | #REF! |  | #REF! |  | #REF! |  | #REF! |  | #REF! |  | #REF! |  | #REF! |  | #REF! |  | #REF! |  | #REF! |  | #REF! |  | #REF! |  | #REF! |  | #REF! |  | #REF! |  | #REF! |  | #REF! |  | #REF! |  | #REF! |  | #REF! |  | #REF! |  | #REF! |  | #REF! |  | #REF! |  | #REF! |  | #REF! |  | #REF! |  | #REF! |  | #REF! |  | #REF! |  | #REF! |  | #REF! |  | #REF! |  | #REF! |  | #REF! |  | #REF! |  | #REF! |  | #REF! |  | #REF! |  | #REF! |  | #REF! |  | #REF! |  | #REF! |  | #REF! |  | #REF! |  | #REF! |  | #REF! |  | #REF! |  | #REF!
Category | Number | Description |  | No protection | Proposed | Net Change | Proposed | Net Change | Proposed | Net Change | Proposed | Net Change | Proposed | Net Change | Proposed | Net Change | Proposed | Net Change | Proposed | Net Change | Proposed | Net Change | Proposed | Net Change | Proposed | Net Change | Proposed | Net Change |  | Net Change | Proposed | Net Change | Proposed | Net Change | Proposed | Net Change | Proposed | Net Change | Proposed | Net Change | Proposed | Net Change | Proposed | Net Change | Proposed | Net Change | Proposed | Net Change | Proposed | Net Change | Proposed | Net Change | Proposed | Net Change | Proposed | Net Change | Proposed | Net Change | Proposed | Net Change | Proposed | Net Change | Proposed | Net Change | Proposed | Net Change | Proposed | Net Change | Proposed | Net Change | Proposed | Net Change | Proposed | Net Change | Proposed | Net Change | Proposed | Net Change | Proposed | Net Change | Proposed | Net Change | Proposed | Net Change | Proposed | Net Change | Proposed | Net Change | Proposed | Net Change | Proposed | Net Change | Proposed | Net Change | Proposed | Net Change | Proposed | Net Change | Proposed | Net Change | Proposed | Net Change | Proposed | Net Change
l | Impact 1 | Decreased health and safety risk to fishing vessel operators from cable snagging |  | -13260.785 |  |  | -4978.4517 | 8282.3333 | -4978.4517 | 8282.3333 | -9051.7304 | 4209.0546 | -2126.9798 | 11133.8052 | 0 | 13260.785 | 0 | 13260.785 | -2126.9798 | 11133.8052 | 0 | 13260.785 | 0 | 13260.785 | -3867.236 | 9393.549 | 0 | 13260.785 | 0 | 13260.785 | -1334.1964 | 11926.5886 |  |  |  |  | -1334.1964 | 11926.5886 |  |  |  |  | -3074.4526 | 10186.3324 |  | 13260.785 |  | 13260.785 | -3122.847 | 10137.938 | -3122.847 | 10137.938 | -7196.1256 | 6064.6593
l | Impact 2 | Change in health and safety risk to cable laying vessel operators |  | -382.2611 |  |  | -446.0482 | -63.7871 | -417.6229 | -35.3618 | -369.7197 | 12.5414 | -574.1579 | -191.8968 | -8946.4196 | -8564.1585 | -12754.8002 | -12372.5391 | -545.7326 | -163.4715 | -8917.9943 | -8535.7332 | -12726.3749 | -12344.1138 | -646.0134 | -263.7523 | -15868.3073 | -15486.0462 | -22792.6357 | -22410.3746 | -510.4728 | -128.2117 |  |  |  |  | -482.0475 | -99.7864 |  |  |  |  | -582.3283 | -200.0672 |  | 382.2611 |  | 382.2611 | -430.8754 | -48.6143 | -402.4501 | -20.189 | -368.5262 | 13.7349
l | Impact 3 | Decreased damage costs to fishing vessel operators from cable snagging |  | -133853.6627 |  |  | -50252.2283 | 83601.4344 | -50252.2283 | 83601.4344 | -91367.6878 | 42485.9748 | 0 | 133853.6627 | 0 | 133853.6627 | 0 | 133853.6627 | 0 | 133853.6627 | 0 | 133853.6627 | 0 | 133853.6627 | 0 | 133853.6627 | 0 | 133853.6627 | 0 | 133853.6627 | 0 | 133853.6627 |  |  |  |  | 0 | 133853.6627 |  |  |  |  | 0 | 133853.6627 |  | 133853.6627 |  | 133853.6627 | -31521.8523 | 102331.8104 | -31521.8523 | 102331.8104 | -72637.3118 | 61216.3509
l | Impact 4 | Decreased risk of energy outages for island communities due to lower fault rates |  | -52.9864 |  |  | -51.1946 | 1.7918 | -51.1946 | 1.7918 | -52.9864 | 0 | 0 | 52.9864 | 0 | 52.9864 | 0 | 52.9864 | 0 | 52.9864 | 0 | 52.9864 | 0 | 52.9864 | 0 | 52.9864 | 0 | 52.9864 | 0 | 52.9864 | 0 | 52.9864 |  |  |  |  | 0 | 52.9864 |  |  |  |  | 0 | 52.9864 |  | 52.9864 |  | 52.9864 | -52.9864 | 0 | -52.9864 | 0 | -52.9864 | 0
l | Impact 5 | Increased distribution costs leading to lower renewable generation on islands and lower GVA |  | -346917.5851 |  |  | -346917.5851 | 0 | -346917.5851 | 0 | -346917.5851 | 0 | -346917.5851 | 0 | -346917.5851 | 0 | -346917.5851 | 0 | -346917.5851 | 0 | -346917.5851 | 0 | -346917.5851 | 0 | -346917.5851 | 0 | -346917.5851 | 0 | -346917.5851 | 0 | -346917.5851 | 0 |  |  |  |  | -346917.5851 | 0 |  |  |  |  | -346917.5851 | 0 |  | 346917.5851 |  | 346917.5851 | -346917.5851 | 0 | -346917.5851 | 0 | -346917.5851 | 0
l | Impact 6 | Increased cost of fuel poverty eradication programme due to higher fuel bills |  | -62212.8773 |  |  | -73248.7372 | -11035.8599 | -73071.8594 | -10858.9822 | -65366.1884 | -3153.3111 | -88524.8955 | -26312.0182 | -641175.9045 | -578963.0272 | -600313.1834 | -538100.3062 | -88348.0178 | -26135.1405 | -640999.0268 | -578786.1495 | -600136.3057 | -537923.4285 | -93211.5168 | -30998.6395 | -1098031.5331 | -1035818.6558 | -1023735.6767 | -961522.7994 | -89206.7792 | -26993.9019 |  |  |  |  | -89029.9015 | -26817.0242 |  |  |  |  | -93893.4005 | -31680.5232 |  | 62212.8773 |  | 62212.8773 | -79441.1746 | -17228.2974 | -79264.2969 | -17051.4197 | -71558.6259 | -9345.7486
l | Impact 7 | Increased cost to fishing operators due to loss of access during cable installation |  | -93188.5278 |  |  | -95375.1759 | -2186.6481 | -94534.1574 | -1345.6296 | -93530.4501 | -341.9223 | -100228.2664 | -7039.7386 | -347938.0906 | -254749.5628 | -460616.5207 | -367427.9929 | -99387.2479 | -6198.7201 | -347097.0721 | -253908.5443 | -459775.5021 | -366586.9743 | -102354.2509 | -9165.7231 | -552735.7495 | -459547.2217 | -757605.6223 | -664417.0945 | -85108.3161 | 8080.2117 |  |  |  |  | -84267.2975 | 8921.2303 |  |  |  |  | -87234.3006 | 5954.2272 |  | 93188.5278 |  | 93188.5278 | -82064.1048 | 11124.423 | -81223.0863 | 11965.4415 | -80219.3789 | 12969.1489
l | Impact 8 | Decreased risk of energy outages for renewable generators due to lower fault rates |  | -264.7727 |  |  | -255.819 | 8.9537 | -255.819 | 8.9537 | -264.7727 | 0 | 0 | 264.7727 | 0 | 264.7727 | 0 | 264.7727 | 0 | 264.7727 | 0 | 264.7727 | 0 | 264.7727 | 0 | 264.7727 | 0 | 264.7727 | 0 | 264.7727 | 0 | 264.7727 |  |  |  |  | 0 | 264.7727 |  |  |  |  | 0 | 264.7727 |  | 264.7727 |  | 264.7727 | -264.7727 | 0 | -264.7727 | 0 | -264.7727 | 0
l | Impact 9 | Increased distribution costs leading to lower renewable generation on islands and higher GHG emissions |  | -240291.3354 |  |  | -240291.3354 | 0 | -240291.3354 | 0 | -240291.3354 | 0 | -240291.3354 | 0 | -240291.3354 | 0 | -240291.3354 | 0 | -240291.3354 | 0 | -240291.3354 | 0 | -240291.3354 | 0 | -240291.3354 | 0 | -240291.3354 | 0 | -240291.3354 | 0 | -240291.3354 | 0 |  |  |  |  | -240291.3354 | 0 |  |  |  |  | -240291.3354 | 0 |  | 240291.3354 |  | 240291.3354 | -240291.3354 | 0 | -240291.3354 | 0 | -240291.3354 | 0
l | Impact 10 | Change in GHG emissions from use of backup diesel generators |  | -665.3971 |  |  | -3445.6399 | -2780.2429 | -2382.3143 | -1716.9172 | -1087.7993 | -422.4022 | 0 | 665.3971 | 0 | 665.3971 | 0 | 665.3971 | 0 | 665.3971 | 0 | 665.3971 | 0 | 665.3971 | 0 | 665.3971 | 0 | 665.3971 | 0 | 665.3971 | 0 | 665.3971 |  |  |  |  | 0 | 665.3971 |  |  |  |  | 0 | 665.3971 |  | 665.3971 |  | 665.3971 | -4109.9363 | -3444.5392 | -3070.963 | -2405.5659 | -1831.0081 | -1165.611
l | Impact 11 | Increased installation costs associated with protection |  | -2159361.9431 |  |  | -2542408.2969 | -383046.3538 | -2536269.0054 | -376907.0623 | -2268810.9884 | -109449.0453 | -3072632.2061 | -913270.263 | -22254730.9716 | -20095369.0284 | -20836416.8131 | -18677054.87 | -3066492.9147 | -907130.9716 | -22248591.6801 | -20089229.737 | -20830277.5217 | -18670915.5786 | -3235301.2882 | -1075939.3451 | -38111844.4981 | -35952482.555 | -35533091.4828 | -33373729.5397 | -3096299.8732 | -936937.9301 |  |  |  |  | -3090160.5817 | -930798.6386 |  |  |  |  | -3258968.9553 | -1099607.0122 |  | 2159361.9431 |  | 2159361.9431 | -2757343.1214 | -597981.1783 | -2751203.8299 | -591841.8868 | -2483745.8129 | -324383.8698
l | Impact 12 | Change in repair costs |  | -978807.7465 |  |  | -1113465.8509 | -134658.1044 | -1110777.1044 | -131969.3579 | -1028419.4264 | -49611.6799 | 0 | 978807.7465 | 0 | 978807.7465 | 0 | 978807.7465 | 0 | 978807.7465 | 0 | 978807.7465 | 0 | 978807.7465 | 0 | 978807.7465 | 0 | 978807.7465 | 0 | 978807.7465 | 0 | 978807.7465 |  |  |  |  | 0 | 978807.7465 |  |  |  |  | 0 | 978807.7465 |  | 978807.7465 |  | 978807.7465 | -1148938.9538 | -170131.2073 | -1146156.1012 | -167348.3547 | -1024921.2245 | -46113.478
l | Impact 13 | Increased cost of decommissioning associated with protection |  | 0 |  |  | 0 | 0 | 0 | 0 | 0 | 0 | 0 | 0 | 0 | 0 | 0 | 0 | 0 | 0 | 0 | 0 | 0 | 0 | 0 | 0 | 0 | 0 | 0 | 0 | 0 | 0 |  |  |  |  | 0 | 0 |  |  |  |  | 0 | 0 |  | 0 |  | 0 | 0 | 0 | 0 | 0 | 0 | 0
l | Impact 14 | Decreased risk of outage charges due to lower fault rates |  | -113.4156 |  |  | -109.5803 | 3.8353 | -109.5803 | 3.8353 | -113.4156 | 0 | 0 | 113.4156 | 0 | 113.4156 | 0 | 113.4156 | 0 | 113.4156 | 0 | 113.4156 | 0 | 113.4156 | 0 | 113.4156 | 0 | 113.4156 | 0 | 113.4156 | 0 | 113.4156 |  |  |  |  | 0 | 113.4156 |  |  |  |  | 0 | 113.4156 |  | 113.4156 |  | 113.4156 | -113.4156 | 0 | -113.4156 | 0 | -113.4156 | 0
l | Impact 15 | Increased cost of maintenance surveys associated with protection |  | -513463.031 |  |  | -615513.2319 | -102050.2009 | -615513.2319 | -102050.2009 | -617609.7835 | -104146.7525 | -559029.3129 | -45566.282 | -559029.3129 | -45566.282 | -559029.3129 | -45566.282 | -559029.3129 | -45566.282 | -559029.3129 | -45566.282 | -559029.3129 | -45566.282 | -559029.3129 | -45566.282 | -559029.3129 | -45566.282 | -559029.3129 | -45566.282 | -559029.3129 | -45566.282 |  |  |  |  | -559029.3129 | -45566.282 |  |  |  |  | -559029.3129 | -45566.282 |  | 513463.031 |  | 513463.031 | -617609.7835 | -104146.7525 | -617609.7835 | -104146.7525 | -617609.7835 | -104146.7525
l | Impact 16 | Change in use costs of using backup diesel generators |  | -1197.6668 |  |  | -5854.9438 | -4657.2771 | -4048.1062 | -2850.4394 | -1957.9604 | -760.2936 | 0 | 1197.6668 | 0 | 1197.6668 | 0 | 1197.6668 | 0 | 1197.6668 | 0 | 1197.6668 | 0 | 1197.6668 | 0 | 1197.6668 | 0 | 1197.6668 | 0 | 1197.6668 | 0 | 1197.6668 |  |  |  |  | 0 | 1197.6668 |  |  |  |  | 0 | 1197.6668 |  | 1197.6668 |  | 1197.6668 | -7397.589 | -6199.9222 | -5527.5121 | -4329.8453 | -3295.6825 | -2098.0157
|  | Net Present Value (NPV) |  | -4544033.9934 | 0 |  | -5092614.1192 | -548580.1257 | -5079869.5964 | -535835.603 | -4765211.8295 | -221177.8361 | -4410324.7391 | 133709.2543 | -24399029.6196 | -19854995.6262 | -23056339.5509 | -18512305.5574 | -4403139.1261 | 140894.8673 | -24391844.0066 | -19847810.0132 | -23049153.9379 | -18505119.9444 | -4581618.5386 | -37584.5452 | -40924718.3214 | -36380684.328 | -38483463.6509 | -33939429.6575 | -4418697.871 | 125336.1224 | 0 |  | 0 |  | -4411512.258 | 132521.7354 | 0 |  | 0 |  | -4589991.6706 | -45957.6771 | 0 |  | 0 |  | -5319620.3333 | -775586.3399 | -5306742.8175 | -762708.824 | -4951023.5751 | -406989.5816 | 0 |  | 0 |  | 0 |  | 0 |  | 0 |  | 0 |  | 0 |  | 0 |  | 0 |  | 0 |  | 0 |  | 0 |  | 0 |  | 0 | #VALUE! | 0 | #VALUE! | 0 | #VALUE! | 0 | #VALUE! | 0 | #VALUE! | 0 | #VALUE! | 0 | #VALUE! | 0 | #VALUE! | 0 | #VALUE! | 0 | #VALUE! | 0 | #VALUE! | 0 | #VALUE!
|  |  | ` | £ | Category Differnce | £ | Category Differnce | £ | Category Differnce | £ | Category Differnce | £ | Category Differnce | £ | Category Differnce | £ | Category Differnce | £ | Category Differnce | £ | Category Differnce | £ | Category Differnce | £ | Category Differnce | £ | Category Differnce | £ | Category Differnce | £ | Category Differnce | £ | Category Differnce | £ | Category Differnce | £ | Category Differnce | £ | Category Differnce | £ | Category Differnce | £ | Category Differnce | £ | Category Differnce | £ | Category Differnce | £ | Category Differnce | £ | Category Differnce | £ | Category Differnce | £ | Category Differnce | £ | Category Differnce | £ | Category Differnce | £ | Category Differnce | £ | Category Differnce | £ | Category Differnce | £ | Category Differnce | £ | Category Differnce | £ | Category Differnce | £ | Category Differnce | £ | Category Differnce | £ | Category Differnce | £ | Category Differnce | £ | Category Differnce | £ | Category Differnce | £ | Category Differnce | £ | Category Differnce | £ | Category Differnce | £ | Category Differnce | £ | Category Differnce | £ | Category Differnce | £ | Category Differnce | £ | Category Differnce | £ | Category Differnce | £ | Category Differnce | £
|  |  | Health and Safety | -13643.0461 | Health and Safety | 0 | Health and Safety | 8218.5461 | Health and Safety | 8246.9714 | Health and Safety | 4221.596 | Health and Safety | 10941.9084 | Health and Safety | 4696.6265 | Health and Safety | 888.2458 | Health and Safety | 10970.3337 | Health and Safety | 4725.0518 | Health and Safety | 916.6712 | Health and Safety | 9129.7967 | Health and Safety | -2225.2612 | Health and Safety | -9149.5897 | Health and Safety | 11798.3768 | Health and Safety | 0 | Health and Safety | 0 | Health and Safety | 11826.8021 | Health and Safety | 0 | Health and Safety | 0 | Health and Safety | 9986.2652 | Health and Safety | 13643.0461 | Health and Safety | 13643.0461 | Health and Safety | 10089.3237 | Health and Safety | 10117.749 | Health and Safety | 6078.3943 | Health and Safety | 0 | Health and Safety | 0 | Health and Safety | 0 | Health and Safety | 0 | Health and Safety | 0 | Health and Safety | 0 | Health and Safety | 0 | Health and Safety | 0 | Health and Safety | 0 | Health and Safety | 0 | Health and Safety | 0 | Health and Safety | 0 | Health and Safety | 0 | Health and Safety | 0 | Health and Safety | 0 | Health and Safety | 0 | Health and Safety | 0 | Health and Safety | 0 | Health and Safety | 0 | Health and Safety | 0 | Health and Safety | 0 | Health and Safety | 0 | Health and Safety | 0 | Health and Safety | 0 | Health and Safety | 0
|  |  | Socio-Economic | -636490.4119 | Socio-Economic | 0 | Socio-Economic | 70389.6718 | Socio-Economic | 71407.5681 | Socio-Economic | 38990.7414 | Socio-Economic | 100819.665 | Socio-Economic | -699541.1683 | Socio-Economic | -771356.8772 | Socio-Economic | 101837.5612 | Socio-Economic | -698523.272 | Socio-Economic | -770338.981 | Socio-Economic | 94007.0592 | Socio-Economic | -1361194.4558 | Socio-Economic | -1491768.4721 | Socio-Economic | 115257.7316 | Socio-Economic | 0 | Socio-Economic | 0 | Socio-Economic | 116275.6278 | Socio-Economic | 0 | Socio-Economic | 0 | Socio-Economic | 108445.1258 | Socio-Economic | 636490.4119 | Socio-Economic | 636490.4119 | Socio-Economic | 96227.936 | Socio-Economic | 97245.8323 | Socio-Economic | 64839.7511 | Socio-Economic | 0 | Socio-Economic | 0 | Socio-Economic | 0 | Socio-Economic | 0 | Socio-Economic | 0 | Socio-Economic | 0 | Socio-Economic | 0 | Socio-Economic | 0 | Socio-Economic | 0 | Socio-Economic | 0 | Socio-Economic | 0 | Socio-Economic | 0 | Socio-Economic | 0 | Socio-Economic | 0 | Socio-Economic | 0 | Socio-Economic | 0 | Socio-Economic | 0 | Socio-Economic | 0 | Socio-Economic | 0 | Socio-Economic | 0 | Socio-Economic | 0 | Socio-Economic | 0 | Socio-Economic | 0 | Socio-Economic | 0 | Socio-Economic | 0
|  |  | Environmental | -240956.7324 | Environmental | 0 | Environmental | -2780.2429 | Environmental | -1716.9172 | Environmental | -422.4022 | Environmental | 665.3971 | Environmental | 665.3971 | Environmental | 665.3971 | Environmental | 665.3971 | Environmental | 665.3971 | Environmental | 665.3971 | Environmental | 665.3971 | Environmental | 665.3971 | Environmental | 665.3971 | Environmental | 665.3971 | Environmental | 0 | Environmental | 0 | Environmental | 665.3971 | Environmental | 0 | Environmental | 0 | Environmental | 665.3971 | Environmental | 240956.7324 | Environmental | 240956.7324 | Environmental | -3444.5392 | Environmental | -2405.5659 | Environmental | -1165.611 | Environmental | 0 | Environmental | 0 | Environmental | 0 | Environmental | 0 | Environmental | 0 | Environmental | 0 | Environmental | 0 | Environmental | 0 | Environmental | 0 | Environmental | 0 | Environmental | 0 | Environmental | 0 | Environmental | 0 | Environmental | 0 | Environmental | 0 | Environmental | 0 | Environmental | 0 | Environmental | 0 | Environmental | 0 | Environmental | 0 | Environmental | 0 | Environmental | 0 | Environmental | 0 | Environmental | 0 | Environmental | 0
|  |  | Wider Econoimc and Engineering | -3652943.803 | Wider Econoimc and Engineering | 0 | Wider Econoimc and Engineering | -624408.1009 | Wider Econoimc and Engineering | -613773.2253 | Wider Econoimc and Engineering | -263967.7713 | Wider Econoimc and Engineering | 21282.2839 | Wider Econoimc and Engineering | -19160816.4815 | Wider Econoimc and Engineering | -17742502.3231 | Wider Econoimc and Engineering | 27421.5754 | Wider Econoimc and Engineering | -19154677.19 | Wider Econoimc and Engineering | -17736363.0316 | Wider Econoimc and Engineering | -141386.7982 | Wider Econoimc and Engineering | -35017930.0081 | Wider Econoimc and Engineering | -32439176.9928 | Wider Econoimc and Engineering | -2385.3831 | Wider Econoimc and Engineering | 0 | Wider Econoimc and Engineering | 0 | Wider Econoimc and Engineering | 3753.9084 | Wider Econoimc and Engineering | 0 | Wider Econoimc and Engineering | 0 | Wider Econoimc and Engineering | -165054.4652 | Wider Econoimc and Engineering | 3652943.803 | Wider Econoimc and Engineering | 3652943.803 | Wider Econoimc and Engineering | -878459.0604 | Wider Econoimc and Engineering | -867666.8393 | Wider Econoimc and Engineering | -476742.1161 | Wider Econoimc and Engineering | 0 | Wider Econoimc and Engineering | 0 | Wider Econoimc and Engineering | 0 | Wider Econoimc and Engineering | 0 | Wider Econoimc and Engineering | 0 | Wider Econoimc and Engineering | 0 | Wider Econoimc and Engineering | 0 | Wider Econoimc and Engineering | 0 | Wider Econoimc and Engineering | 0 | Wider Econoimc and Engineering | 0 | Wider Econoimc and Engineering | 0 | Wider Econoimc and Engineering | 0 | Wider Econoimc and Engineering | 0 | Wider Econoimc and Engineering | 0 | Wider Econoimc and Engineering | 0 | Wider Econoimc and Engineering | 0 | Wider Econoimc and Engineering | 0 | Wider Econoimc and Engineering | 0 | Wider Econoimc and Engineering | 0 | Wider Econoimc and Engineering | 0 | Wider Econoimc and Engineering | 0 | Wider Econoimc and Engineering | 0 | Wider Econoimc and Engineering | 0 | Wider Econoimc and Engineering | 0 | Wider Econoimc and Engineering | 0
|  |  | Category Difference | % | Category Difference | % | Category Difference | % | Category Difference | % | Category Difference | % | Category Difference | % | Category Difference | % | Category Difference | % | Category Difference | % | Category Difference | % | Category Difference | % | Category Difference | % | Category Difference | % | Category Difference | % | Category Difference | % | Category Difference | % | Category Difference | % | Category Difference | % | Category Difference | % | Category Difference | % | Category Difference | % | Category Difference | % | Category Difference | % | Category Difference | % | Category Difference | % | Category Difference | % | Category Difference | % | Category Difference | % | Category Difference | % | Category Difference | % | Category Difference | % | Category Difference | % | Category Difference | % | Category Difference | % | Category Difference | % | Category Difference | % | Category Difference | % | Category Difference | % | Category Difference | % | Category Difference | % | Category Difference | % | Category Difference | % | Category Difference | % | Category Difference | % | Category Difference | % | Category Difference | % | Category Difference | % | Category Difference | % | Category Difference | % | Category Difference | % | Category Difference | %
|  |  | Health and Safety | 100% | Health and Safety | -100% | Health and Safety | -160.2% | Health and Safety | -160.4% | Health and Safety | -130.9% | Health and Safety | -180.2% | Health and Safety | -134.4% | Health and Safety | -106.5% | Health and Safety | -180.4% | Health and Safety | -134.6% | Health and Safety | -106.7% | Health and Safety | -166.9% | Health and Safety | -83.69% | Health and Safety | -32.94% | Health and Safety | -186.5% | Health and Safety | -100% | Health and Safety | -100% | Health and Safety | -186.7% | Health and Safety | -100% | Health and Safety | -100% | Health and Safety | -173.2% | Health and Safety | -200% | Health and Safety | -200% | Health and Safety | -174% | Health and Safety | -174.2% | Health and Safety | -144.6% | Health and Safety | -100% | Health and Safety | -100% | Health and Safety | -100% | Health and Safety | -100% | Health and Safety | -100% | Health and Safety | -100% | Health and Safety | -100% | Health and Safety | -100% | Health and Safety | -100% | Health and Safety | -100% | Health and Safety | -100% | Health and Safety | -100% | Health and Safety | -100% | Health and Safety | -100% | Health and Safety | -100% | Health and Safety | -100% | Health and Safety | -100% | Health and Safety | -100% | Health and Safety | -100% | Health and Safety | -100% | Health and Safety | -100% | Health and Safety | -100% | Health and Safety | -100% | Health and Safety | -100% | Health and Safety | -100%
|  |  | Socio-Economic | 100% | Socio-Economic | -100% | Socio-Economic | -111.1% | Socio-Economic | -111.2% | Socio-Economic | -106.1% | Socio-Economic | -115.8% | Socio-Economic | 9.906% | Socio-Economic | 21.19% | Socio-Economic | -116% | Socio-Economic | 9.746% | Socio-Economic | 21.03% | Socio-Economic | -114.8% | Socio-Economic | 113.9% | Socio-Economic | 134.4% | Socio-Economic | -118.1% | Socio-Economic | -100% | Socio-Economic | -100% | Socio-Economic | -118.3% | Socio-Economic | -100% | Socio-Economic | -100% | Socio-Economic | -117% | Socio-Economic | -200% | Socio-Economic | -200% | Socio-Economic | -115.1% | Socio-Economic | -115.3% | Socio-Economic | -110.2% | Socio-Economic | -100% | Socio-Economic | -100% | Socio-Economic | -100% | Socio-Economic | -100% | Socio-Economic | -100% | Socio-Economic | -100% | Socio-Economic | -100% | Socio-Economic | -100% | Socio-Economic | -100% | Socio-Economic | -100% | Socio-Economic | -100% | Socio-Economic | -100% | Socio-Economic | -100% | Socio-Economic | -100% | Socio-Economic | -100% | Socio-Economic | -100% | Socio-Economic | -100% | Socio-Economic | -100% | Socio-Economic | -100% | Socio-Economic | -100% | Socio-Economic | -100% | Socio-Economic | -100% | Socio-Economic | -100% | Socio-Economic | -100% | Socio-Economic | -100%
|  |  | Environmental | 100% | Environmental | -100% | Environmental | -98.85% | Environmental | -99.29% | Environmental | -99.82% | Environmental | -100.3% | Environmental | -100.3% | Environmental | -100.3% | Environmental | -100.3% | Environmental | -100.3% | Environmental | -100.3% | Environmental | -100.3% | Environmental | -100.3% | Environmental | -100.3% | Environmental | -100.3% | Environmental | -100% | Environmental | -100% | Environmental | -100.3% | Environmental | -100% | Environmental | -100% | Environmental | -100.3% | Environmental | -200% | Environmental | -200% | Environmental | -98.57% | Environmental | -99% | Environmental | -99.52% | Environmental | -100% | Environmental | -100% | Environmental | -100% | Environmental | -100% | Environmental | -100% | Environmental | -100% | Environmental | -100% | Environmental | -100% | Environmental | -100% | Environmental | -100% | Environmental | -100% | Environmental | -100% | Environmental | -100% | Environmental | -100% | Environmental | -100% | Environmental | -100% | Environmental | -100% | Environmental | -100% | Environmental | -100% | Environmental | -100% | Environmental | -100% | Environmental | -100% | Environmental | -100% | Environmental | -100% | Environmental | -100%
|  |  | Wider Econoimc and Engineering | 100% | Wider Econoimc and Engineering | -100% | Wider Econoimc and Engineering | -82.91% | Wider Econoimc and Engineering | -83.2% | Wider Econoimc and Engineering | -92.77% | Wider Econoimc and Engineering | -100.6% | Wider Econoimc and Engineering | 424.5% | Wider Econoimc and Engineering | 385.7% | Wider Econoimc and Engineering | -100.8% | Wider Econoimc and Engineering | 424.4% | Wider Econoimc and Engineering | 385.5% | Wider Econoimc and Engineering | -96.13% | Wider Econoimc and Engineering | 858.6% | Wider Econoimc and Engineering | 788% | Wider Econoimc and Engineering | -99.93% | Wider Econoimc and Engineering | -100% | Wider Econoimc and Engineering | -100% | Wider Econoimc and Engineering | -100.1% | Wider Econoimc and Engineering | -100% | Wider Econoimc and Engineering | -100% | Wider Econoimc and Engineering | -95.48% | Wider Econoimc and Engineering | -200% | Wider Econoimc and Engineering | -200% | Wider Econoimc and Engineering | -75.95% | Wider Econoimc and Engineering | -76.25% | Wider Econoimc and Engineering | -86.95% | Wider Econoimc and Engineering | -100% | Wider Econoimc and Engineering | -100% | Wider Econoimc and Engineering | -100% | Wider Econoimc and Engineering | -100% | Wider Econoimc and Engineering | -100% | Wider Econoimc and Engineering | -100% | Wider Econoimc and Engineering | -100% | Wider Econoimc and Engineering | -100% | Wider Econoimc and Engineering | -100% | Wider Econoimc and Engineering | -100% | Wider Econoimc and Engineering | -100% | Wider Econoimc and Engineering | -100% | Wider Econoimc and Engineering | -100% | Wider Econoimc and Engineering | -100% | Wider Econoimc and Engineering | -100% | Wider Econoimc and Engineering | -100% | Wider Econoimc and Engineering | -100% | Wider Econoimc and Engineering | -100% | Wider Econoimc and Engineering | -100% | Wider Econoimc and Engineering | -100% | Wider Econoimc and Engineering | -100% | Wider Econoimc and Engineering | -100% | Wider Econoimc and Engineering | -100% | Wider Econoimc and Engineering | -100% | Wider Econoimc and Engineering | -100%
Category | Number | Description | Impact Level Differnce | £ | Impact Level Differnce | £ | Impact Level Differnce | £ | Impact Level Differnce | £ | Impact Level Differnce | £ | Impact Level Differnce | £ | Impact Level Differnce | £ | Impact Level Differnce | £ | Impact Level Differnce | £ | Impact Level Differnce | £ | Impact Level Differnce | £ | Impact Level Differnce | £ | Impact Level Differnce | £ | Impact Level Differnce | £ | Impact Level Differnce | £ | Impact Level Differnce | £ | Impact Level Differnce | £ | Impact Level Differnce | £ | Impact Level Differnce | £ | Impact Level Differnce | £ | Impact Level Differnce | £ | Impact Level Differnce | £ | Impact Level Differnce | £ | Impact Level Differnce | £ | Impact Level Differnce | £ | Impact Level Differnce | £ | Impact Level Differnce | £ | Impact Level Differnce | £ | Impact Level Differnce | £ | Impact Level Differnce | £ | Impact Level Differnce | £ | Impact Level Differnce | £ | Impact Level Differnce | £ | Impact Level Differnce | £ | Impact Level Differnce | £ | Impact Level Differnce | £ | Impact Level Differnce | £ | Impact Level Differnce | £ | Impact Level Differnce | £ | Impact Level Differnce | £ | Impact Level Differnce | £ | Impact Level Differnce | £ | Impact Level Differnce | £ | Impact Level Differnce | £ | Impact Level Differnce | £ | Impact Level Differnce | £ | Impact Level Differnce | £ | Impact Level Differnce | £ | Impact Level Differnce | £ | Impact Level Differnce | £ | Impact Level Differnce | £
|  | Decreased health and safety risk to fishing vessel operators from cable snagging | Impact 1 | -13260.785 | Impact 1 |  | Impact 1 | 8282.3333 | Impact 1 | 8282.3333 | Impact 1 | 4209.0546 | Impact 1 | 11133.8052 | Impact 1 | 13260.785 | Impact 1 | 13260.785 | Impact 1 | 11133.8052 | Impact 1 | 13260.785 | Impact 1 | 13260.785 | Impact 1 | 9393.549 | Impact 1 | 13260.785 | Impact 1 | 13260.785 | Impact 1 | 11926.5886 | Impact 1 |  | Impact 1 |  | Impact 1 | 11926.5886 | Impact 1 |  | Impact 1 |  | Impact 1 | 10186.3324 | Impact 1 | 13260.785 | Impact 1 | 13260.785 | Impact 1 | 10137.938 | Impact 1 | 10137.938 | Impact 1 | 6064.6593 | Impact 1 | 0 | Impact 1 | 0 | Impact 1 | 0 | Impact 1 | 0 | Impact 1 | 0 | Impact 1 | 0 | Impact 1 | 0 | Impact 1 | 0 | Impact 1 | 0 | Impact 1 | 0 | Impact 1 | 0 | Impact 1 | 0 | Impact 1 | 0 | Impact 1 | 0 | Impact 1 | 0 | Impact 1 | 0 | Impact 1 | 0 | Impact 1 | 0 | Impact 1 | 0 | Impact 1 | 0 | Impact 1 | 0 | Impact 1 | 0 | Impact 1 | 0 | Impact 1 | 0 | Impact 1 | 0
|  | Change in health and safety risk to cable laying vessel operators | Impact 2 | -382.2611 | Impact 2 |  | Impact 2 | -63.7871 | Impact 2 | -35.3618 | Impact 2 | 12.5414 | Impact 2 | -191.8968 | Impact 2 | -8564.1585 | Impact 2 | -12372.5391 | Impact 2 | -163.4715 | Impact 2 | -8535.7332 | Impact 2 | -12344.1138 | Impact 2 | -263.7523 | Impact 2 | -15486.0462 | Impact 2 | -22410.3746 | Impact 2 | -128.2117 | Impact 2 |  | Impact 2 |  | Impact 2 | -99.7864 | Impact 2 |  | Impact 2 |  | Impact 2 | -200.0672 | Impact 2 | 382.2611 | Impact 2 | 382.2611 | Impact 2 | -48.6143 | Impact 2 | -20.189 | Impact 2 | 13.7349 | Impact 2 | 0 | Impact 2 | 0 | Impact 2 | 0 | Impact 2 | 0 | Impact 2 | 0 | Impact 2 | 0 | Impact 2 | 0 | Impact 2 | 0 | Impact 2 | 0 | Impact 2 | 0 | Impact 2 | 0 | Impact 2 | 0 | Impact 2 | 0 | Impact 2 | 0 | Impact 2 | 0 | Impact 2 | 0 | Impact 2 | 0 | Impact 2 | 0 | Impact 2 | 0 | Impact 2 | 0 | Impact 2 | 0 | Impact 2 | 0 | Impact 2 | 0 | Impact 2 | 0 | Impact 2 | 0
|  | Decreased damage costs to fishing vessel operators from cable snagging | Impact 3 | -133853.6627 | Impact 3 |  | Impact 3 | 83601.4344 | Impact 3 | 83601.4344 | Impact 3 | 42485.9748 | Impact 3 | 133853.6627 | Impact 3 | 133853.6627 | Impact 3 | 133853.6627 | Impact 3 | 133853.6627 | Impact 3 | 133853.6627 | Impact 3 | 133853.6627 | Impact 3 | 133853.6627 | Impact 3 | 133853.6627 | Impact 3 | 133853.6627 | Impact 3 | 133853.6627 | Impact 3 |  | Impact 3 |  | Impact 3 | 133853.6627 | Impact 3 |  | Impact 3 |  | Impact 3 | 133853.6627 | Impact 3 | 133853.6627 | Impact 3 | 133853.6627 | Impact 3 | 102331.8104 | Impact 3 | 102331.8104 | Impact 3 | 61216.3509 | Impact 3 | 0 | Impact 3 | 0 | Impact 3 | 0 | Impact 3 | 0 | Impact 3 | 0 | Impact 3 | 0 | Impact 3 | 0 | Impact 3 | 0 | Impact 3 | 0 | Impact 3 | 0 | Impact 3 | 0 | Impact 3 | 0 | Impact 3 | 0 | Impact 3 | 0 | Impact 3 | 0 | Impact 3 | 0 | Impact 3 | 0 | Impact 3 | 0 | Impact 3 | 0 | Impact 3 | 0 | Impact 3 | 0 | Impact 3 | 0 | Impact 3 | 0 | Impact 3 | 0 | Impact 3 | 0
|  | Decreased risk of energy outages for island communities due to lower fault rates | Impact 4 | -52.9864 | Impact 4 |  | Impact 4 | 1.7918 | Impact 4 | 1.7918 | Impact 4 | 0 | Impact 4 | 52.9864 | Impact 4 | 52.9864 | Impact 4 | 52.9864 | Impact 4 | 52.9864 | Impact 4 | 52.9864 | Impact 4 | 52.9864 | Impact 4 | 52.9864 | Impact 4 | 52.9864 | Impact 4 | 52.9864 | Impact 4 | 52.9864 | Impact 4 |  | Impact 4 |  | Impact 4 | 52.9864 | Impact 4 |  | Impact 4 |  | Impact 4 | 52.9864 | Impact 4 | 52.9864 | Impact 4 | 52.9864 | Impact 4 | 0 | Impact 4 | 0 | Impact 4 | 0 | Impact 4 | 0 | Impact 4 | 0 | Impact 4 | 0 | Impact 4 | 0 | Impact 4 | 0 | Impact 4 | 0 | Impact 4 | 0 | Impact 4 | 0 | Impact 4 | 0 | Impact 4 | 0 | Impact 4 | 0 | Impact 4 | 0 | Impact 4 | 0 | Impact 4 | 0 | Impact 4 | 0 | Impact 4 | 0 | Impact 4 | 0 | Impact 4 | 0 | Impact 4 | 0 | Impact 4 | 0 | Impact 4 | 0 | Impact 4 | 0 | Impact 4 | 0 | Impact 4 | 0 | Impact 4 | 0
|  | Increased distribution costs leading to lower renewable generation on islands and lower GVA | Impact 5 | -346917.5851 | Impact 5 |  | Impact 5 | 0 | Impact 5 | 0 | Impact 5 | 0 | Impact 5 | 0 | Impact 5 | 0 | Impact 5 | 0 | Impact 5 | 0 | Impact 5 | 0 | Impact 5 | 0 | Impact 5 | 0 | Impact 5 | 0 | Impact 5 | 0 | Impact 5 | 0 | Impact 5 |  | Impact 5 |  | Impact 5 | 0 | Impact 5 |  | Impact 5 |  | Impact 5 | 0 | Impact 5 | 346917.5851 | Impact 5 | 346917.5851 | Impact 5 | 0 | Impact 5 | 0 | Impact 5 | 0 | Impact 5 | 0 | Impact 5 | 0 | Impact 5 | 0 | Impact 5 | 0 | Impact 5 | 0 | Impact 5 | 0 | Impact 5 | 0 | Impact 5 | 0 | Impact 5 | 0 | Impact 5 | 0 | Impact 5 | 0 | Impact 5 | 0 | Impact 5 | 0 | Impact 5 | 0 | Impact 5 | 0 | Impact 5 | 0 | Impact 5 | 0 | Impact 5 | 0 | Impact 5 | 0 | Impact 5 | 0 | Impact 5 | 0 | Impact 5 | 0 | Impact 5 | 0 | Impact 5 | 0 | Impact 5 | 0
|  | Increased cost of fuel poverty eradication programme due to higher fuel bills | Impact 6 | -62212.8773 | Impact 6 |  | Impact 6 | -11035.8599 | Impact 6 | -10858.9822 | Impact 6 | -3153.3111 | Impact 6 | -26312.0182 | Impact 6 | -578963.0272 | Impact 6 | -538100.3062 | Impact 6 | -26135.1405 | Impact 6 | -578786.1495 | Impact 6 | -537923.4285 | Impact 6 | -30998.6395 | Impact 6 | -1035818.6558 | Impact 6 | -961522.7994 | Impact 6 | -26993.9019 | Impact 6 |  | Impact 6 |  | Impact 6 | -26817.0242 | Impact 6 |  | Impact 6 |  | Impact 6 | -31680.5232 | Impact 6 | 62212.8773 | Impact 6 | 62212.8773 | Impact 6 | -17228.2974 | Impact 6 | -17051.4197 | Impact 6 | -9345.7486 | Impact 6 | 0 | Impact 6 | 0 | Impact 6 | 0 | Impact 6 | 0 | Impact 6 | 0 | Impact 6 | 0 | Impact 6 | 0 | Impact 6 | 0 | Impact 6 | 0 | Impact 6 | 0 | Impact 6 | 0 | Impact 6 | 0 | Impact 6 | 0 | Impact 6 | 0 | Impact 6 | 0 | Impact 6 | 0 | Impact 6 | 0 | Impact 6 | 0 | Impact 6 | 0 | Impact 6 | 0 | Impact 6 | 0 | Impact 6 | 0 | Impact 6 | 0 | Impact 6 | 0 | Impact 6 | 0
|  | Increased cost to fishing operators due to loss of access during cable installation | Impact 7 | -93188.5278 | Impact 7 |  | Impact 7 | -2186.6481 | Impact 7 | -1345.6296 | Impact 7 | -341.9223 | Impact 7 | -7039.7386 | Impact 7 | -254749.5628 | Impact 7 | -367427.9929 | Impact 7 | -6198.7201 | Impact 7 | -253908.5443 | Impact 7 | -366586.9743 | Impact 7 | -9165.7231 | Impact 7 | -459547.2217 | Impact 7 | -664417.0945 | Impact 7 | 8080.2117 | Impact 7 |  | Impact 7 |  | Impact 7 | 8921.2303 | Impact 7 |  | Impact 7 |  | Impact 7 | 5954.2272 | Impact 7 | 93188.5278 | Impact 7 | 93188.5278 | Impact 7 | 11124.423 | Impact 7 | 11965.4415 | Impact 7 | 12969.1489 | Impact 7 | 0 | Impact 7 | 0 | Impact 7 | 0 | Impact 7 | 0 | Impact 7 | 0 | Impact 7 | 0 | Impact 7 | 0 | Impact 7 | 0 | Impact 7 | 0 | Impact 7 | 0 | Impact 7 | 0 | Impact 7 | 0 | Impact 7 | 0 | Impact 7 | 0 | Impact 7 | 0 | Impact 7 | 0 | Impact 7 | 0 | Impact 7 | 0 | Impact 7 | 0 | Impact 7 | 0 | Impact 7 | 0 | Impact 7 | 0 | Impact 7 | 0 | Impact 7 | 0 | Impact 7 | 0
|  | Decreased risk of energy outages for renewable generators due to lower fault rates | Impact 8 | -264.7727 | Impact 8 |  | Impact 8 | 8.9537 | Impact 8 | 8.9537 | Impact 8 | 0 | Impact 8 | 264.7727 | Impact 8 | 264.7727 | Impact 8 | 264.7727 | Impact 8 | 264.7727 | Impact 8 | 264.7727 | Impact 8 | 264.7727 | Impact 8 | 264.7727 | Impact 8 | 264.7727 | Impact 8 | 264.7727 | Impact 8 | 264.7727 | Impact 8 |  | Impact 8 |  | Impact 8 | 264.7727 | Impact 8 |  | Impact 8 |  | Impact 8 | 264.7727 | Impact 8 | 264.7727 | Impact 8 | 264.7727 | Impact 8 | 0 | Impact 8 | 0 | Impact 8 | 0 | Impact 8 | 0 | Impact 8 | 0 | Impact 8 | 0 | Impact 8 | 0 | Impact 8 | 0 | Impact 8 | 0 | Impact 8 | 0 | Impact 8 | 0 | Impact 8 | 0 | Impact 8 | 0 | Impact 8 | 0 | Impact 8 | 0 | Impact 8 | 0 | Impact 8 | 0 | Impact 8 | 0 | Impact 8 | 0 | Impact 8 | 0 | Impact 8 | 0 | Impact 8 | 0 | Impact 8 | 0 | Impact 8 | 0 | Impact 8 | 0 | Impact 8 | 0 | Impact 8 | 0 | Impact 8 | 0
|  | Increased distribution costs leading to lower renewable generation on islands and higher GHG emissions | Impact 9 | -240291.3354 | Impact 9 |  | Impact 9 | 0 | Impact 9 | 0 | Impact 9 | 0 | Impact 9 | 0 | Impact 9 | 0 | Impact 9 | 0 | Impact 9 | 0 | Impact 9 | 0 | Impact 9 | 0 | Impact 9 | 0 | Impact 9 | 0 | Impact 9 | 0 | Impact 9 | 0 | Impact 9 |  | Impact 9 |  | Impact 9 | 0 | Impact 9 |  | Impact 9 |  | Impact 9 | 0 | Impact 9 | 240291.3354 | Impact 9 | 240291.3354 | Impact 9 | 0 | Impact 9 | 0 | Impact 9 | 0 | Impact 9 | 0 | Impact 9 | 0 | Impact 9 | 0 | Impact 9 | 0 | Impact 9 | 0 | Impact 9 | 0 | Impact 9 | 0 | Impact 9 | 0 | Impact 9 | 0 | Impact 9 | 0 | Impact 9 | 0 | Impact 9 | 0 | Impact 9 | 0 | Impact 9 | 0 | Impact 9 | 0 | Impact 9 | 0 | Impact 9 | 0 | Impact 9 | 0 | Impact 9 | 0 | Impact 9 | 0 | Impact 9 | 0 | Impact 9 | 0 | Impact 9 | 0 | Impact 9 | 0 | Impact 9 | 0
|  | Change in GHG emissions from use of backup diesel generators | Impact 10 | -665.3971 | Impact 10 |  | Impact 10 | -2780.2429 | Impact 10 | -1716.9172 | Impact 10 | -422.4022 | Impact 10 | 665.3971 | Impact 10 | 665.3971 | Impact 10 | 665.3971 | Impact 10 | 665.3971 | Impact 10 | 665.3971 | Impact 10 | 665.3971 | Impact 10 | 665.3971 | Impact 10 | 665.3971 | Impact 10 | 665.3971 | Impact 10 | 665.3971 | Impact 10 |  | Impact 10 |  | Impact 10 | 665.3971 | Impact 10 |  | Impact 10 |  | Impact 10 | 665.3971 | Impact 10 | 665.3971 | Impact 10 | 665.3971 | Impact 10 | -3444.5392 | Impact 10 | -2405.5659 | Impact 10 | -1165.611 | Impact 10 | 0 | Impact 10 | 0 | Impact 10 | 0 | Impact 10 | 0 | Impact 10 | 0 | Impact 10 | 0 | Impact 10 | 0 | Impact 10 | 0 | Impact 10 | 0 | Impact 10 | 0 | Impact 10 | 0 | Impact 10 | 0 | Impact 10 | 0 | Impact 10 | 0 | Impact 10 | 0 | Impact 10 | 0 | Impact 10 | 0 | Impact 10 | 0 | Impact 10 | 0 | Impact 10 | 0 | Impact 10 | 0 | Impact 10 | 0 | Impact 10 | 0 | Impact 10 | 0 | Impact 10 | 0
|  | Increased installation costs associated with protection | Impact 11 | -2159361.9431 | Impact 11 |  | Impact 11 | -383046.3538 | Impact 11 | -376907.0623 | Impact 11 | -109449.0453 | Impact 11 | -913270.263 | Impact 11 | -20095369.0284 | Impact 11 | -18677054.87 | Impact 11 | -907130.9716 | Impact 11 | -20089229.737 | Impact 11 | -18670915.5786 | Impact 11 | -1075939.3451 | Impact 11 | -35952482.555 | Impact 11 | -33373729.5397 | Impact 11 | -936937.9301 | Impact 11 |  | Impact 11 |  | Impact 11 | -930798.6386 | Impact 11 |  | Impact 11 |  | Impact 11 | -1099607.0122 | Impact 11 | 2159361.9431 | Impact 11 | 2159361.9431 | Impact 11 | -597981.1783 | Impact 11 | -591841.8868 | Impact 11 | -324383.8698 | Impact 11 | 0 | Impact 11 | 0 | Impact 11 | 0 | Impact 11 | 0 | Impact 11 | 0 | Impact 11 | 0 | Impact 11 | 0 | Impact 11 | 0 | Impact 11 | 0 | Impact 11 | 0 | Impact 11 | 0 | Impact 11 | 0 | Impact 11 | 0 | Impact 11 | 0 | Impact 11 | 0 | Impact 11 | 0 | Impact 11 | 0 | Impact 11 | 0 | Impact 11 | 0 | Impact 11 | 0 | Impact 11 | 0 | Impact 11 | 0 | Impact 11 | 0 | Impact 11 | 0 | Impact 11 | 0
|  | Change in repair costs | Impact 12 | -978807.7465 | Impact 12 |  | Impact 12 | -134658.1044 | Impact 12 | -131969.3579 | Impact 12 | -49611.6799 | Impact 12 | 978807.7465 | Impact 12 | 978807.7465 | Impact 12 | 978807.7465 | Impact 12 | 978807.7465 | Impact 12 | 978807.7465 | Impact 12 | 978807.7465 | Impact 12 | 978807.7465 | Impact 12 | 978807.7465 | Impact 12 | 978807.7465 | Impact 12 | 978807.7465 | Impact 12 |  | Impact 12 |  | Impact 12 | 978807.7465 | Impact 12 |  | Impact 12 |  | Impact 12 | 978807.7465 | Impact 12 | 978807.7465 | Impact 12 | 978807.7465 | Impact 12 | -170131.2073 | Impact 12 | -167348.3547 | Impact 12 | -46113.478 | Impact 12 | 0 | Impact 12 | 0 | Impact 12 | 0 | Impact 12 | 0 | Impact 12 | 0 | Impact 12 | 0 | Impact 12 | 0 | Impact 12 | 0 | Impact 12 | 0 | Impact 12 | 0 | Impact 12 | 0 | Impact 12 | 0 | Impact 12 | 0 | Impact 12 | 0 | Impact 12 | 0 | Impact 12 | 0 | Impact 12 | 0 | Impact 12 | 0 | Impact 12 | 0 | Impact 12 | 0 | Impact 12 | 0 | Impact 12 | 0 | Impact 12 | 0 | Impact 12 | 0 | Impact 12 | 0
|  | Increased cost of decommissioning associated with protection | Impact 13 | 0 | Impact 13 |  | Impact 13 | 0 | Impact 13 | 0 | Impact 13 | 0 | Impact 13 | 0 | Impact 13 | 0 | Impact 13 | 0 | Impact 13 | 0 | Impact 13 | 0 | Impact 13 | 0 | Impact 13 | 0 | Impact 13 | 0 | Impact 13 | 0 | Impact 13 | 0 | Impact 13 |  | Impact 13 |  | Impact 13 | 0 | Impact 13 |  | Impact 13 |  | Impact 13 | 0 | Impact 13 | 0 | Impact 13 | 0 | Impact 13 | 0 | Impact 13 | 0 | Impact 13 | 0 | Impact 13 | 0 | Impact 13 | 0 | Impact 13 | 0 | Impact 13 | 0 | Impact 13 | 0 | Impact 13 | 0 | Impact 13 | 0 | Impact 13 | 0 | Impact 13 | 0 | Impact 13 | 0 | Impact 13 | 0 | Impact 13 | 0 | Impact 13 | 0 | Impact 13 | 0 | Impact 13 | 0 | Impact 13 | 0 | Impact 13 | 0 | Impact 13 | 0 | Impact 13 | 0 | Impact 13 | 0 | Impact 13 | 0 | Impact 13 | 0 | Impact 13 | 0 | Impact 13 | 0 | Impact 13 | 0
|  | Decreased risk of outage charges due to lower fault rates | Impact 14 | -113.4156 | Impact 14 |  | Impact 14 | 3.8353 | Impact 14 | 3.8353 | Impact 14 | 0 | Impact 14 | 113.4156 | Impact 14 | 113.4156 | Impact 14 | 113.4156 | Impact 14 | 113.4156 | Impact 14 | 113.4156 | Impact 14 | 113.4156 | Impact 14 | 113.4156 | Impact 14 | 113.4156 | Impact 14 | 113.4156 | Impact 14 | 113.4156 | Impact 14 |  | Impact 14 |  | Impact 14 | 113.4156 | Impact 14 |  | Impact 14 |  | Impact 14 | 113.4156 | Impact 14 | 113.4156 | Impact 14 | 113.4156 | Impact 14 | 0 | Impact 14 | 0 | Impact 14 | 0 | Impact 14 | 0 | Impact 14 | 0 | Impact 14 | 0 | Impact 14 | 0 | Impact 14 | 0 | Impact 14 | 0 | Impact 14 | 0 | Impact 14 | 0 | Impact 14 | 0 | Impact 14 | 0 | Impact 14 | 0 | Impact 14 | 0 | Impact 14 | 0 | Impact 14 | 0 | Impact 14 | 0 | Impact 14 | 0 | Impact 14 | 0 | Impact 14 | 0 | Impact 14 | 0 | Impact 14 | 0 | Impact 14 | 0 | Impact 14 | 0 | Impact 14 | 0 | Impact 14 | 0 | Impact 14 | 0
|  | Increased cost of maintenance surveys associated with protection | Impact 15 | -513463.031 | Impact 15 |  | Impact 15 | -102050.2009 | Impact 15 | -102050.2009 | Impact 15 | -104146.7525 | Impact 15 | -45566.282 | Impact 15 | -45566.282 | Impact 15 | -45566.282 | Impact 15 | -45566.282 | Impact 15 | -45566.282 | Impact 15 | -45566.282 | Impact 15 | -45566.282 | Impact 15 | -45566.282 | Impact 15 | -45566.282 | Impact 15 | -45566.282 | Impact 15 |  | Impact 15 |  | Impact 15 | -45566.282 | Impact 15 |  | Impact 15 |  | Impact 15 | -45566.282 | Impact 15 | 513463.031 | Impact 15 | 513463.031 | Impact 15 | -104146.7525 | Impact 15 | -104146.7525 | Impact 15 | -104146.7525 | Impact 15 | 0 | Impact 15 | 0 | Impact 15 | 0 | Impact 15 | 0 | Impact 15 | 0 | Impact 15 | 0 | Impact 15 | 0 | Impact 15 | 0 | Impact 15 | 0 | Impact 15 | 0 | Impact 15 | 0 | Impact 15 | 0 | Impact 15 | 0 | Impact 15 | 0 | Impact 15 | 0 | Impact 15 | 0 | Impact 15 | 0 | Impact 15 | 0 | Impact 15 | 0 | Impact 15 | 0 | Impact 15 | 0 | Impact 15 | 0 | Impact 15 | 0 | Impact 15 | 0 | Impact 15 | 0
|  | Change in use costs of using backup diesel generators | Impact 16 | -1197.6668 | Impact 16 |  | Impact 16 | -4657.2771 | Impact 16 | -2850.4394 | Impact 16 | -760.2936 | Impact 16 | 1197.6668 | Impact 16 | 1197.6668 | Impact 16 | 1197.6668 | Impact 16 | 1197.6668 | Impact 16 | 1197.6668 | Impact 16 | 1197.6668 | Impact 16 | 1197.6668 | Impact 16 | 1197.6668 | Impact 16 | 1197.6668 | Impact 16 | 1197.6668 | Impact 16 |  | Impact 16 |  | Impact 16 | 1197.6668 | Impact 16 |  | Impact 16 |  | Impact 16 | 1197.6668 | Impact 16 | 1197.6668 | Impact 16 | 1197.6668 | Impact 16 | -6199.9222 | Impact 16 | -4329.8453 | Impact 16 | -2098.0157 | Impact 16 | 0 | Impact 16 | 0 | Impact 16 | 0 | Impact 16 | 0 | Impact 16 | 0 | Impact 16 | 0 | Impact 16 | 0 | Impact 16 | 0 | Impact 16 | 0 | Impact 16 | 0 | Impact 16 | 0 | Impact 16 | 0 | Impact 16 | 0 | Impact 16 | 0 | Impact 16 | 0 | Impact 16 | 0 | Impact 16 | 0 | Impact 16 | 0 | Impact 16 | 0 | Impact 16 | 0 | Impact 16 | 0 | Impact 16 | 0 | Impact 16 | 0 | Impact 16 | 0 | Impact 16 | 0
|  |  | Impact Level Differnce | % | Impact Level Differnce | % | Impact Level Differnce | % | Impact Level Differnce | % | Impact Level Differnce | % | Impact Level Differnce | % | Impact Level Differnce | % | Impact Level Differnce | % | Impact Level Differnce | % | Impact Level Differnce | % | Impact Level Differnce | % | Impact Level Differnce | % | Impact Level Differnce | % | Impact Level Differnce | % | Impact Level Differnce | % | Impact Level Differnce | % | Impact Level Differnce | % | Impact Level Differnce | % | Impact Level Differnce | % | Impact Level Differnce | % | Impact Level Differnce | % | Impact Level Differnce | % | Impact Level Differnce | % | Impact Level Differnce | % | Impact Level Differnce | % | Impact Level Differnce | % | Impact Level Differnce | % | Impact Level Differnce | % | Impact Level Differnce | % | Impact Level Differnce | % | Impact Level Differnce | % | Impact Level Differnce | % | Impact Level Differnce | % | Impact Level Differnce | % | Impact Level Differnce | % | Impact Level Differnce | % | Impact Level Differnce | % | Impact Level Differnce | % | Impact Level Differnce | % | Impact Level Differnce | % | Impact Level Differnce | % | Impact Level Differnce | % | Impact Level Differnce | % | Impact Level Differnce | % | Impact Level Differnce | % | Impact Level Differnce | % | Impact Level Differnce | % | Impact Level Differnce | % | Impact Level Differnce | % | Impact Level Differnce | % | Impact Level Differnce | %
|  | Decreased health and safety risk to fishing vessel operators from cable snagging | Impact 1 | #VALUE! | Impact 1 | #VALUE! | Impact 1 | #VALUE! | Impact 1 | #VALUE! | Impact 1 | #VALUE! | Impact 1 | #VALUE! | Impact 1 | #VALUE! | Impact 1 | #VALUE! | Impact 1 | #VALUE! | Impact 1 | #VALUE! | Impact 1 | #VALUE! | Impact 1 | #VALUE! | Impact 1 | #VALUE! | Impact 1 | #VALUE! | Impact 1 | #VALUE! | Impact 1 | #VALUE! | Impact 1 | #VALUE! | Impact 1 | #VALUE! | Impact 1 | #VALUE! | Impact 1 | #VALUE! | Impact 1 | #VALUE! | Impact 1 | #VALUE! | Impact 1 | #VALUE! | Impact 1 | #VALUE! | Impact 1 | #VALUE! | Impact 1 | #VALUE! | Impact 1 | #VALUE! | Impact 1 | #VALUE! | Impact 1 | #VALUE! | Impact 1 | #VALUE! | Impact 1 | #VALUE! | Impact 1 | #VALUE! | Impact 1 | #VALUE! | Impact 1 | #VALUE! | Impact 1 | #VALUE! | Impact 1 | #VALUE! | Impact 1 | #VALUE! | Impact 1 | #VALUE! | Impact 1 | #VALUE! | Impact 1 | #VALUE! | Impact 1 | #VALUE! | Impact 1 | #VALUE! | Impact 1 | #VALUE! | Impact 1 | #VALUE! | Impact 1 | #VALUE! | Impact 1 | #VALUE! | Impact 1 | #VALUE! | Impact 1 | #VALUE! | Impact 1 | #VALUE! | Impact 1 | #VALUE! | Impact 1 | #VALUE!
|  | Change in health and safety risk to cable laying vessel operators | Impact 2 | #VALUE! | Impact 2 | #VALUE! | Impact 2 | #VALUE! | Impact 2 | #VALUE! | Impact 2 | #VALUE! | Impact 2 | #VALUE! | Impact 2 | #VALUE! | Impact 2 | #VALUE! | Impact 2 | #VALUE! | Impact 2 | #VALUE! | Impact 2 | #VALUE! | Impact 2 | #VALUE! | Impact 2 | #VALUE! | Impact 2 | #VALUE! | Impact 2 | #VALUE! | Impact 2 | #VALUE! | Impact 2 | #VALUE! | Impact 2 | #VALUE! | Impact 2 | #VALUE! | Impact 2 | #VALUE! | Impact 2 | #VALUE! | Impact 2 | #VALUE! | Impact 2 | #VALUE! | Impact 2 | #VALUE! | Impact 2 | #VALUE! | Impact 2 | #VALUE! | Impact 2 | #VALUE! | Impact 2 | #VALUE! | Impact 2 | #VALUE! | Impact 2 | #VALUE! | Impact 2 | #VALUE! | Impact 2 | #VALUE! | Impact 2 | #VALUE! | Impact 2 | #VALUE! | Impact 2 | #VALUE! | Impact 2 | #VALUE! | Impact 2 | #VALUE! | Impact 2 | #VALUE! | Impact 2 | #VALUE! | Impact 2 | #VALUE! | Impact 2 | #VALUE! | Impact 2 | #VALUE! | Impact 2 | #VALUE! | Impact 2 | #VALUE! | Impact 2 | #VALUE! | Impact 2 | #VALUE! | Impact 2 | #VALUE! | Impact 2 | #VALUE! | Impact 2 | #VALUE! | Impact 2 | #VALUE! | Impact 2 | #VALUE!
|  | Decreased damage costs to fishing vessel operators from cable snagging | Impact 3 | #VALUE! | Impact 3 | #VALUE! | Impact 3 | #VALUE! | Impact 3 | #VALUE! | Impact 3 | #VALUE! | Impact 3 | #VALUE! | Impact 3 | #VALUE! | Impact 3 | #VALUE! | Impact 3 | #VALUE! | Impact 3 | #VALUE! | Impact 3 | #VALUE! | Impact 3 | #VALUE! | Impact 3 | #VALUE! | Impact 3 | #VALUE! | Impact 3 | #VALUE! | Impact 3 | #VALUE! | Impact 3 | #VALUE! | Impact 3 | #VALUE! | Impact 3 | #VALUE! | Impact 3 | #VALUE! | Impact 3 | #VALUE! | Impact 3 | #VALUE! | Impact 3 | #VALUE! | Impact 3 | #VALUE! | Impact 3 | #VALUE! | Impact 3 | #VALUE! | Impact 3 | #VALUE! | Impact 3 | #VALUE! | Impact 3 | #VALUE! | Impact 3 | #VALUE! | Impact 3 | #VALUE! | Impact 3 | #VALUE! | Impact 3 | #VALUE! | Impact 3 | #VALUE! | Impact 3 | #VALUE! | Impact 3 | #VALUE! | Impact 3 | #VALUE! | Impact 3 | #VALUE! | Impact 3 | #VALUE! | Impact 3 | #VALUE! | Impact 3 | #VALUE! | Impact 3 | #VALUE! | Impact 3 | #VALUE! | Impact 3 | #VALUE! | Impact 3 | #VALUE! | Impact 3 | #VALUE! | Impact 3 | #VALUE! | Impact 3 | #VALUE! | Impact 3 | #VALUE! | Impact 3 | #VALUE! | Impact 3 | #VALUE!
|  | Decreased risk of energy outages for island communities due to lower fault rates | Impact 4 | #VALUE! | Impact 4 | #VALUE! | Impact 4 | #VALUE! | Impact 4 | #VALUE! | Impact 4 | #VALUE! | Impact 4 | #VALUE! | Impact 4 | #VALUE! | Impact 4 | #VALUE! | Impact 4 | #VALUE! | Impact 4 | #VALUE! | Impact 4 | #VALUE! | Impact 4 | #VALUE! | Impact 4 | #VALUE! | Impact 4 | #VALUE! | Impact 4 | #VALUE! | Impact 4 | #VALUE! | Impact 4 | #VALUE! | Impact 4 | #VALUE! | Impact 4 | #VALUE! | Impact 4 | #VALUE! | Impact 4 | #VALUE! | Impact 4 | #VALUE! | Impact 4 | #VALUE! | Impact 4 | #VALUE! | Impact 4 | #VALUE! | Impact 4 | #VALUE! | Impact 4 | #VALUE! | Impact 4 | #VALUE! | Impact 4 | #VALUE! | Impact 4 | #VALUE! | Impact 4 | #VALUE! | Impact 4 | #VALUE! | Impact 4 | #VALUE! | Impact 4 | #VALUE! | Impact 4 | #VALUE! | Impact 4 | #VALUE! | Impact 4 | #VALUE! | Impact 4 | #VALUE! | Impact 4 | #VALUE! | Impact 4 | #VALUE! | Impact 4 | #VALUE! | Impact 4 | #VALUE! | Impact 4 | #VALUE! | Impact 4 | #VALUE! | Impact 4 | #VALUE! | Impact 4 | #VALUE! | Impact 4 | #VALUE! | Impact 4 | #VALUE! | Impact 4 | #VALUE! | Impact 4 | #VALUE! | Impact 4 | #VALUE!
|  | Increased distribution costs leading to lower renewable generation on islands and lower GVA | Impact 5 | #VALUE! | Impact 5 | #VALUE! | Impact 5 | #VALUE! | Impact 5 | #VALUE! | Impact 5 | #VALUE! | Impact 5 | #VALUE! | Impact 5 | #VALUE! | Impact 5 | #VALUE! | Impact 5 | #VALUE! | Impact 5 | #VALUE! | Impact 5 | #VALUE! | Impact 5 | #VALUE! | Impact 5 | #VALUE! | Impact 5 | #VALUE! | Impact 5 | #VALUE! | Impact 5 | #VALUE! | Impact 5 | #VALUE! | Impact 5 | #VALUE! | Impact 5 | #VALUE! | Impact 5 | #VALUE! | Impact 5 | #VALUE! | Impact 5 | #VALUE! | Impact 5 | #VALUE! | Impact 5 | #VALUE! | Impact 5 | #VALUE! | Impact 5 | #VALUE! | Impact 5 | #VALUE! | Impact 5 | #VALUE! | Impact 5 | #VALUE! | Impact 5 | #VALUE! | Impact 5 | #VALUE! | Impact 5 | #VALUE! | Impact 5 | #VALUE! | Impact 5 | #VALUE! | Impact 5 | #VALUE! | Impact 5 | #VALUE! | Impact 5 | #VALUE! | Impact 5 | #VALUE! | Impact 5 | #VALUE! | Impact 5 | #VALUE! | Impact 5 | #VALUE! | Impact 5 | #VALUE! | Impact 5 | #VALUE! | Impact 5 | #VALUE! | Impact 5 | #VALUE! | Impact 5 | #VALUE! | Impact 5 | #VALUE! | Impact 5 | #VALUE! | Impact 5 | #VALUE! | Impact 5 | #VALUE! | Impact 5 | #VALUE!
|  | Increased cost of fuel poverty eradication programme due to higher fuel bills | Impact 6 | #VALUE! | Impact 6 | #VALUE! | Impact 6 | #VALUE! | Impact 6 | #VALUE! | Impact 6 | #VALUE! | Impact 6 | #VALUE! | Impact 6 | #VALUE! | Impact 6 | #VALUE! | Impact 6 | #VALUE! | Impact 6 | #VALUE! | Impact 6 | #VALUE! | Impact 6 | #VALUE! | Impact 6 | #VALUE! | Impact 6 | #VALUE! | Impact 6 | #VALUE! | Impact 6 | #VALUE! | Impact 6 | #VALUE! | Impact 6 | #VALUE! | Impact 6 | #VALUE! | Impact 6 | #VALUE! | Impact 6 | #VALUE! | Impact 6 | #VALUE! | Impact 6 | #VALUE! | Impact 6 | #VALUE! | Impact 6 | #VALUE! | Impact 6 | #VALUE! | Impact 6 | #VALUE! | Impact 6 | #VALUE! | Impact 6 | #VALUE! | Impact 6 | #VALUE! | Impact 6 | #VALUE! | Impact 6 | #VALUE! | Impact 6 | #VALUE! | Impact 6 | #VALUE! | Impact 6 | #VALUE! | Impact 6 | #VALUE! | Impact 6 | #VALUE! | Impact 6 | #VALUE! | Impact 6 | #VALUE! | Impact 6 | #VALUE! | Impact 6 | #VALUE! | Impact 6 | #VALUE! | Impact 6 | #VALUE! | Impact 6 | #VALUE! | Impact 6 | #VALUE! | Impact 6 | #VALUE! | Impact 6 | #VALUE! | Impact 6 | #VALUE! | Impact 6 | #VALUE! | Impact 6 | #VALUE! | Impact 6 | #VALUE!
|  | Increased cost to fishing operators due to loss of access during cable installation | Impact 7 | #VALUE! | Impact 7 | #VALUE! | Impact 7 | #VALUE! | Impact 7 | #VALUE! | Impact 7 | #VALUE! | Impact 7 | #VALUE! | Impact 7 | #VALUE! | Impact 7 | #VALUE! | Impact 7 | #VALUE! | Impact 7 | #VALUE! | Impact 7 | #VALUE! | Impact 7 | #VALUE! | Impact 7 | #VALUE! | Impact 7 | #VALUE! | Impact 7 | #VALUE! | Impact 7 | #VALUE! | Impact 7 | #VALUE! | Impact 7 | #VALUE! | Impact 7 | #VALUE! | Impact 7 | #VALUE! | Impact 7 | #VALUE! | Impact 7 | #VALUE! | Impact 7 | #VALUE! | Impact 7 | #VALUE! | Impact 7 | #VALUE! | Impact 7 | #VALUE! | Impact 7 | #VALUE! | Impact 7 | #VALUE! | Impact 7 | #VALUE! | Impact 7 | #VALUE! | Impact 7 | #VALUE! | Impact 7 | #VALUE! | Impact 7 | #VALUE! | Impact 7 | #VALUE! | Impact 7 | #VALUE! | Impact 7 | #VALUE! | Impact 7 | #VALUE! | Impact 7 | #VALUE! | Impact 7 | #VALUE! | Impact 7 | #VALUE! | Impact 7 | #VALUE! | Impact 7 | #VALUE! | Impact 7 | #VALUE! | Impact 7 | #VALUE! | Impact 7 | #VALUE! | Impact 7 | #VALUE! | Impact 7 | #VALUE! | Impact 7 | #VALUE! | Impact 7 | #VALUE! | Impact 7 | #VALUE! | Impact 7 | #VALUE!
|  | Decreased risk of energy outages for renewable generators due to lower fault rates | Impact 8 | #VALUE! | Impact 8 | #VALUE! | Impact 8 | #VALUE! | Impact 8 | #VALUE! | Impact 8 | #VALUE! | Impact 8 | #VALUE! | Impact 8 | #VALUE! | Impact 8 | #VALUE! | Impact 8 | #VALUE! | Impact 8 | #VALUE! | Impact 8 | #VALUE! | Impact 8 | #VALUE! | Impact 8 | #VALUE! | Impact 8 | #VALUE! | Impact 8 | #VALUE! | Impact 8 | #VALUE! | Impact 8 | #VALUE! | Impact 8 | #VALUE! | Impact 8 | #VALUE! | Impact 8 | #VALUE! | Impact 8 | #VALUE! | Impact 8 | #VALUE! | Impact 8 | #VALUE! | Impact 8 | #VALUE! | Impact 8 | #VALUE! | Impact 8 | #VALUE! | Impact 8 | #VALUE! | Impact 8 | #VALUE! | Impact 8 | #VALUE! | Impact 8 | #VALUE! | Impact 8 | #VALUE! | Impact 8 | #VALUE! | Impact 8 | #VALUE! | Impact 8 | #VALUE! | Impact 8 | #VALUE! | Impact 8 | #VALUE! | Impact 8 | #VALUE! | Impact 8 | #VALUE! | Impact 8 | #VALUE! | Impact 8 | #VALUE! | Impact 8 | #VALUE! | Impact 8 | #VALUE! | Impact 8 | #VALUE! | Impact 8 | #VALUE! | Impact 8 | #VALUE! | Impact 8 | #VALUE! | Impact 8 | #VALUE! | Impact 8 | #VALUE! | Impact 8 | #VALUE! | Impact 8 | #VALUE! | Impact 8 | #VALUE!
|  | Increased distribution costs leading to lower renewable generation on islands and higher GHG emissions | Impact 9 | #VALUE! | Impact 9 | #VALUE! | Impact 9 | #VALUE! | Impact 9 | #VALUE! | Impact 9 | #VALUE! | Impact 9 | #VALUE! | Impact 9 | #VALUE! | Impact 9 | #VALUE! | Impact 9 | #VALUE! | Impact 9 | #VALUE! | Impact 9 | #VALUE! | Impact 9 | #VALUE! | Impact 9 | #VALUE! | Impact 9 | #VALUE! | Impact 9 | #VALUE! | Impact 9 | #VALUE! | Impact 9 | #VALUE! | Impact 9 | #VALUE! | Impact 9 | #VALUE! | Impact 9 | #VALUE! | Impact 9 | #VALUE! | Impact 9 | #VALUE! | Impact 9 | #VALUE! | Impact 9 | #VALUE! | Impact 9 | #VALUE! | Impact 9 | #VALUE! | Impact 9 | #VALUE! | Impact 9 | #VALUE! | Impact 9 | #VALUE! | Impact 9 | #VALUE! | Impact 9 | #VALUE! | Impact 9 | #VALUE! | Impact 9 | #VALUE! | Impact 9 | #VALUE! | Impact 9 | #VALUE! | Impact 9 | #VALUE! | Impact 9 | #VALUE! | Impact 9 | #VALUE! | Impact 9 | #VALUE! | Impact 9 | #VALUE! | Impact 9 | #VALUE! | Impact 9 | #VALUE! | Impact 9 | #VALUE! | Impact 9 | #VALUE! | Impact 9 | #VALUE! | Impact 9 | #VALUE! | Impact 9 | #VALUE! | Impact 9 | #VALUE! | Impact 9 | #VALUE! | Impact 9 | #VALUE! | Impact 9 | #VALUE!
|  | Change in GHG emissions from use of backup diesel generators | Impact 10 | #VALUE! | Impact 10 | #VALUE! | Impact 10 | #VALUE! | Impact 10 | #VALUE! | Impact 10 | #VALUE! | Impact 10 | #VALUE! | Impact 10 | #VALUE! | Impact 10 | #VALUE! | Impact 10 | #VALUE! | Impact 10 | #VALUE! | Impact 10 | #VALUE! | Impact 10 | #VALUE! | Impact 10 | #VALUE! | Impact 10 | #VALUE! | Impact 10 | #VALUE! | Impact 10 | #VALUE! | Impact 10 | #VALUE! | Impact 10 | #VALUE! | Impact 10 | #VALUE! | Impact 10 | #VALUE! | Impact 10 | #VALUE! | Impact 10 | #VALUE! | Impact 10 | #VALUE! | Impact 10 | #VALUE! | Impact 10 | #VALUE! | Impact 10 | #VALUE! | Impact 10 | #VALUE! | Impact 10 | #VALUE! | Impact 10 | #VALUE! | Impact 10 | #VALUE! | Impact 10 | #VALUE! | Impact 10 | #VALUE! | Impact 10 | #VALUE! | Impact 10 | #VALUE! | Impact 10 | #VALUE! | Impact 10 | #VALUE! | Impact 10 | #VALUE! | Impact 10 | #VALUE! | Impact 10 | #VALUE! | Impact 10 | #VALUE! | Impact 10 | #VALUE! | Impact 10 | #VALUE! | Impact 10 | #VALUE! | Impact 10 | #VALUE! | Impact 10 | #VALUE! | Impact 10 | #VALUE! | Impact 10 | #VALUE! | Impact 10 | #VALUE! | Impact 10 | #VALUE! | Impact 10 | #VALUE! | Impact 10 | #VALUE!
|  | Increased installation costs associated with protection | Impact 11 | #VALUE! | Impact 11 | #VALUE! | Impact 11 | #VALUE! | Impact 11 | #VALUE! | Impact 11 | #VALUE! | Impact 11 | #VALUE! | Impact 11 | #VALUE! | Impact 11 | #VALUE! | Impact 11 | #VALUE! | Impact 11 | #VALUE! | Impact 11 | #VALUE! | Impact 11 | #VALUE! | Impact 11 | #VALUE! | Impact 11 | #VALUE! | Impact 11 | #VALUE! | Impact 11 | #VALUE! | Impact 11 | #VALUE! | Impact 11 | #VALUE! | Impact 11 | #VALUE! | Impact 11 | #VALUE! | Impact 11 | #VALUE! | Impact 11 | #VALUE! | Impact 11 | #VALUE! | Impact 11 | #VALUE! | Impact 11 | #VALUE! | Impact 11 | #VALUE! | Impact 11 | #VALUE! | Impact 11 | #VALUE! | Impact 11 | #VALUE! | Impact 11 | #VALUE! | Impact 11 | #VALUE! | Impact 11 | #VALUE! | Impact 11 | #VALUE! | Impact 11 | #VALUE! | Impact 11 | #VALUE! | Impact 11 | #VALUE! | Impact 11 | #VALUE! | Impact 11 | #VALUE! | Impact 11 | #VALUE! | Impact 11 | #VALUE! | Impact 11 | #VALUE! | Impact 11 | #VALUE! | Impact 11 | #VALUE! | Impact 11 | #VALUE! | Impact 11 | #VALUE! | Impact 11 | #VALUE! | Impact 11 | #VALUE! | Impact 11 | #VALUE! | Impact 11 | #VALUE! | Impact 11 | #VALUE! | Impact 11 | #VALUE!
|  | Change in repair costs | Impact 12 | #VALUE! | Impact 12 | #VALUE! | Impact 12 | #VALUE! | Impact 12 | #VALUE! | Impact 12 | #VALUE! | Impact 12 | #VALUE! | Impact 12 | #VALUE! | Impact 12 | #VALUE! | Impact 12 | #VALUE! | Impact 12 | #VALUE! | Impact 12 | #VALUE! | Impact 12 | #VALUE! | Impact 12 | #VALUE! | Impact 12 | #VALUE! | Impact 12 | #VALUE! | Impact 12 | #VALUE! | Impact 12 | #VALUE! | Impact 12 | #VALUE! | Impact 12 | #VALUE! | Impact 12 | #VALUE! | Impact 12 | #VALUE! | Impact 12 | #VALUE! | Impact 12 | #VALUE! | Impact 12 | #VALUE! | Impact 12 | #VALUE! | Impact 12 | #VALUE! | Impact 12 | #VALUE! | Impact 12 | #VALUE! | Impact 12 | #VALUE! | Impact 12 | #VALUE! | Impact 12 | #VALUE! | Impact 12 | #VALUE! | Impact 12 | #VALUE! | Impact 12 | #VALUE! | Impact 12 | #VALUE! | Impact 12 | #VALUE! | Impact 12 | #VALUE! | Impact 12 | #VALUE! | Impact 12 | #VALUE! | Impact 12 | #VALUE! | Impact 12 | #VALUE! | Impact 12 | #VALUE! | Impact 12 | #VALUE! | Impact 12 | #VALUE! | Impact 12 | #VALUE! | Impact 12 | #VALUE! | Impact 12 | #VALUE! | Impact 12 | #VALUE! | Impact 12 | #VALUE! | Impact 12 | #VALUE! | Impact 12 | #VALUE!
|  | Increased cost of decommissioning associated with protection | Impact 13 | #VALUE! | Impact 13 | #VALUE! | Impact 13 | #VALUE! | Impact 13 | #VALUE! | Impact 13 | #VALUE! | Impact 13 | #VALUE! | Impact 13 | #VALUE! | Impact 13 | #VALUE! | Impact 13 | #VALUE! | Impact 13 | #VALUE! | Impact 13 | #VALUE! | Impact 13 | #VALUE! | Impact 13 | #VALUE! | Impact 13 | #VALUE! | Impact 13 | #VALUE! | Impact 13 | #VALUE! | Impact 13 | #VALUE! | Impact 13 | #VALUE! | Impact 13 | #VALUE! | Impact 13 | #VALUE! | Impact 13 | #VALUE! | Impact 13 | #VALUE! | Impact 13 | #VALUE! | Impact 13 | #VALUE! | Impact 13 | #VALUE! | Impact 13 | #VALUE! | Impact 13 | #VALUE! | Impact 13 | #VALUE! | Impact 13 | #VALUE! | Impact 13 | #VALUE! | Impact 13 | #VALUE! | Impact 13 | #VALUE! | Impact 13 | #VALUE! | Impact 13 | #VALUE! | Impact 13 | #VALUE! | Impact 13 | #VALUE! | Impact 13 | #VALUE! | Impact 13 | #VALUE! | Impact 13 | #VALUE! | Impact 13 | #VALUE! | Impact 13 | #VALUE! | Impact 13 | #VALUE! | Impact 13 | #VALUE! | Impact 13 | #VALUE! | Impact 13 | #VALUE! | Impact 13 | #VALUE! | Impact 13 | #VALUE! | Impact 13 | #VALUE! | Impact 13 | #VALUE! | Impact 13 | #VALUE! | Impact 13 | #VALUE!
|  | Decreased risk of outage charges due to lower fault rates | Impact 14 | #VALUE! | Impact 14 | #VALUE! | Impact 14 | #VALUE! | Impact 14 | #VALUE! | Impact 14 | #VALUE! | Impact 14 | #VALUE! | Impact 14 | #VALUE! | Impact 14 | #VALUE! | Impact 14 | #VALUE! | Impact 14 | #VALUE! | Impact 14 | #VALUE! | Impact 14 | #VALUE! | Impact 14 | #VALUE! | Impact 14 | #VALUE! | Impact 14 | #VALUE! | Impact 14 | #VALUE! | Impact 14 | #VALUE! | Impact 14 | #VALUE! | Impact 14 | #VALUE! | Impact 14 | #VALUE! | Impact 14 | #VALUE! | Impact 14 | #VALUE! | Impact 14 | #VALUE! | Impact 14 | #VALUE! | Impact 14 | #VALUE! | Impact 14 | #VALUE! | Impact 14 | #VALUE! | Impact 14 | #VALUE! | Impact 14 | #VALUE! | Impact 14 | #VALUE! | Impact 14 | #VALUE! | Impact 14 | #VALUE! | Impact 14 | #VALUE! | Impact 14 | #VALUE! | Impact 14 | #VALUE! | Impact 14 | #VALUE! | Impact 14 | #VALUE! | Impact 14 | #VALUE! | Impact 14 | #VALUE! | Impact 14 | #VALUE! | Impact 14 | #VALUE! | Impact 14 | #VALUE! | Impact 14 | #VALUE! | Impact 14 | #VALUE! | Impact 14 | #VALUE! | Impact 14 | #VALUE! | Impact 14 | #VALUE! | Impact 14 | #VALUE! | Impact 14 | #VALUE! | Impact 14 | #VALUE! | Impact 14 | #VALUE!
|  | Increased cost of maintenance surveys associated with protection | Impact 15 | #VALUE! | Impact 15 | #VALUE! | Impact 15 | #VALUE! | Impact 15 | #VALUE! | Impact 15 | #VALUE! | Impact 15 | #VALUE! | Impact 15 | #VALUE! | Impact 15 | #VALUE! | Impact 15 | #VALUE! | Impact 15 | #VALUE! | Impact 15 | #VALUE! | Impact 15 | #VALUE! | Impact 15 | #VALUE! | Impact 15 | #VALUE! | Impact 15 | #VALUE! | Impact 15 | #VALUE! | Impact 15 | #VALUE! | Impact 15 | #VALUE! | Impact 15 | #VALUE! | Impact 15 | #VALUE! | Impact 15 | #VALUE! | Impact 15 | #VALUE! | Impact 15 | #VALUE! | Impact 15 | #VALUE! | Impact 15 | #VALUE! | Impact 15 | #VALUE! | Impact 15 | #VALUE! | Impact 15 | #VALUE! | Impact 15 | #VALUE! | Impact 15 | #VALUE! | Impact 15 | #VALUE! | Impact 15 | #VALUE! | Impact 15 | #VALUE! | Impact 15 | #VALUE! | Impact 15 | #VALUE! | Impact 15 | #VALUE! | Impact 15 | #VALUE! | Impact 15 | #VALUE! | Impact 15 | #VALUE! | Impact 15 | #VALUE! | Impact 15 | #VALUE! | Impact 15 | #VALUE! | Impact 15 | #VALUE! | Impact 15 | #VALUE! | Impact 15 | #VALUE! | Impact 15 | #VALUE! | Impact 15 | #VALUE! | Impact 15 | #VALUE! | Impact 15 | #VALUE! | Impact 15 | #VALUE! | Impact 15 | #VALUE!
|  | Change in use costs of using backup diesel generators | Impact 16 | #VALUE! | Impact 16 | #VALUE! | Impact 16 | #VALUE! | Impact 16 | #VALUE! | Impact 16 | #VALUE! | Impact 16 | #VALUE! | Impact 16 | #VALUE! | Impact 16 | #VALUE! | Impact 16 | #VALUE! | Impact 16 | #VALUE! | Impact 16 | #VALUE! | Impact 16 | #VALUE! | Impact 16 | #VALUE! | Impact 16 | #VALUE! | Impact 16 | #VALUE! | Impact 16 | #VALUE! | Impact 16 | #VALUE! | Impact 16 | #VALUE! | Impact 16 | #VALUE! | Impact 16 | #VALUE! | Impact 16 | #VALUE! | Impact 16 | #VALUE! | Impact 16 | #VALUE! | Impact 16 | #VALUE! | Impact 16 | #VALUE! | Impact 16 | #VALUE! | Impact 16 | #VALUE! | Impact 16 | #VALUE! | Impact 16 | #VALUE! | Impact 16 | #VALUE! | Impact 16 | #VALUE! | Impact 16 | #VALUE! | Impact 16 | #VALUE! | Impact 16 | #VALUE! | Impact 16 | #VALUE! | Impact 16 | #VALUE! | Impact 16 | #VALUE! | Impact 16 | #VALUE! | Impact 16 | #VALUE! | Impact 16 | #VALUE! | Impact 16 | #VALUE! | Impact 16 | #VALUE! | Impact 16 | #VALUE! | Impact 16 | #VALUE! | Impact 16 | #VALUE! | Impact 16 | #VALUE! | Impact 16 | #VALUE! | Impact 16 | #VALUE! | Impact 16 | #VALUE! | Impact 16 | #VALUE! | Impact 16 | #VALUE!